## MAIN
System Performance Evaluation Matrix
Category | Weight | Min | Max | Units | Unweighted Value | Weighted | Value | Colors Codes |  | Constants
Consumption | 13% | 150 | 640 | L/day | 90.07% | 11.71% | 540 | Linked to another sheet |  | density of water [kg/m^3] | 1000
Relative Cost | 22% | 20% | 110% | % relative to shipping water | 93.93% | 20.66% | 34.27% | Input (changable) |  | gravity [m/s^2] | 9.81
Health & Environmental Risk Exposure | 7% | 1 | 32 | N/A | 89.08% | 6.235% | 7.6471 | We have to adhere to these requirements
Power System Greenhouse | 5% | 10% | 105% | % relative to shipping water | 25.32% | 1.266% | 73.11% | Operation /data
Maintenance Occurances | 15% | 10 | 45 | #/year | 95.05% | 14.26% | 15 | Titles/ subtitles
On Demand Flow Rate | 13% | 15 | 40 | L/min | 90.45% | 11.76% | 35
Reliability | 10% | 210 | 365 | days/year | 86.59% | 8.659% | 328
Land Use | 15% | 0 | 1 | % impact relative to worst case | 64.98% | 9.748% | 0.22774
Total Satisfaction | [5 empty] | 84.3% | GOOD | CHARTS | used to understand the model and fine tune the parameters
PARAMETERS
Rainwater/Consumption
Rain Data Used | 2014
Consumption [L/day] | 540
Initial Tank Volume (jan 1st) [L] | 0
Consuption starts on: | 2014-02-01
Catchment/ Terrain
Kind of Catchment | Full Roof Catchment | Terrain Elevation Map
Cost of Tank | 7454.505
U (Land Use Parameter) | 0.22774
Additional Catchment Used | N
V_catch [m^3] | 2.5
V_store [m^3] (tank volume) | 26
Main_catchment [m^2] (area) | 100
d_catchment [m] (house to catchment) | No
distance to storage tank (L) [m] | 16.3551
total height [m] | 9.3
x [m] | 10
y [m] | 9
land height | 2.5
storage tank height (h) [m] | 6.8
distance (2 way) Length of Pipe [m] | 32.7102
Pump and Pipes
Pump Used | A |  | Calculated Values Based on Parameters:
pipe diameter (D) [m] | 0.02 |  | Pump Pressure [kPa] |  | 133.4892
Friction factor for pipe, f | 0.05 |  | Flow to Storage [L/min] |  | 23.3734
K to storage | 8 |  | Efficiency of Pump |  | 53.31%
Loss coefficient 'K' to house | 12 |  | Pump at tank on the way down [kPa] |  | 3767.1739
Filter coefficient, Cf | 3767.1739 |  | Flow to house [L/min] |  | 35.0036
Energy Production |  |  | Days w/ SOLAR Power |  | 336
Solar Panel Type / OR DIESEL | HES-260 |  | Days w/ Water |  | 328
Number of Panels | 6 |  | Days without Water or Power |  | 37
Number of Batteries SOLAR | 4 |  | Solar GHG + inverter (kgCO2e) |  | 5484
Number of Batteries DIESEL | 1 |  | Diesel GHG w/ gen (kgCO2e) |  | 7996.7259
Desinfection System |  |  | Battery GHG (For diesel) |  | 240
UV System Wattage [W] | 40 |  | Battery GHG (kgCO2e) |  | 960
UV System Price [$] | 1000 |  | Fuel Needed (L) |  | 1304.2234
UV System Max Flow Rate [L/min] | 35 |  | GHG Solar | 6444
Chemical Disinfection | Used |  | GHG Diesel | 8236.7259 | Relative GHG (Solar) | 73.11%
Ozone | Yes |  | GHG from Existing | 8813.75 | Relative GHG (Diesel) | 93.45%
Chlorine | No
Filters
Filters on the way UP | Yes | 14804
Size | Present | Cf | Filter Life | Filter Life Data [L]
|  | [Pa/(m/s)] | [L] | No pre-filter | 5μm pre | 200μm pre
1 μm | Yes | 2472.268 | 20000 | 5000 | 20000 | 15000
5 μm | Yes | 1233.1732 | 20000 | 10000 |  | 20000
200 μm | Yes | 61.7327 | 20000 | 20000
| Total | 3767.1739
Note on A28: Patrick Huynh: does not include Additional Catchment
Note on D48: Patrick: includes the DC-AC inverter, generator price, and 3.25kgCO2e/L * how many litres of diesel.
Note on D51: Patrick: 5 year period

## Charts
ALTERNATIVE CONFIGURATIONS:
| Alternative Configuration 'B' (80.13% Satisfaction) | Alternative Configuration 'C' (83.08% Satisfaction)
System Cost
35980.4659

## Risk Exposure
Health Risk Exposure |  | Irritation or Inconvenience | Minor Injury | Major Injury | Permanent Injury or Death |  | Environmental Risk Exposure |  | Benign Contamination | Trace Contamination | Long-Term Environmental Damage | Widespread Irreversible Damage
|  | 1 | 2 | 3 | 4 |  |  |  | 1 | 2 | 3 | 4
Daily | 4 | 4 | 8 | 12 | 16 |  | Daily | 4 | 4 | 8 | 12 | 16
Weekly | 3 | 3 | 6 | 9 | 12 |  | Weekly | 3 | 3 | 6 | 9 | 12
Monthly | 2 | 2 | 4 | 6 | 8 |  | Monthly | 2 | 2 | 4 | 6 | 8
Anually | 1 | 1 | 2 | 3 | 4 |  | Anually | 1 | 1 | 2 | 3 | 4
| Used | Health severity | Envt Severity | Days | Likelihood | Health risk | Env Risk | Overall Risk
Diesel | No | 2 | 3 | 139.93 | 1.5294 | 3.0589 | 4.5883 | 7.6471
Chlorine | No | 4 | 3 | 0 | 0 | 0 | 0 | 0
*Only Diesel and Chlorine have Risk Considerations | [6 empty] | Total: | 7.6471
[7 empty] | Emin | 1
[7 empty] | Emax | 32
[7 empty] | Satisfaction: | 89.08%

## Costs
Item | Present | Cost | Category | Cost
Days Without Water ($85/day) | Yes | 3145 | Power System (Solar) | 7229
Full Roof Catchment | Yes | 350 | Power System (Diesel) | 0
2500 L Catchment Tank | Yes | 900 | Filtration & Disinfectant | 8280
26 m^3 Storage Tank | Yes | 7150 | Water Tower | 7454.505
16.355 m^3 Piping ($45/m) | Yes | 1471.9609 | Building | 9871.9609
1 μm Filter ($100) | Yes | 100 | Emergency Water | 3145
1 μm Filter Replacement ($50/replacement) | Yes | 675
5 μm Filter ($110) | Yes | 110 | Total Cost
5 μm Filter Replacement ($60/replacement) | Yes | 540 | Solar | 35980.4659
200 μm Filter ($125) | Yes | 125 | Diesel | 0
200 μm Filter Replacement ($75/replacement) | Yes | 450
Ozone Disinfection System (Initial Cost) | Yes | 4000
40W UV Filter w/ Replacement Bulbs (5 years) | Yes | 1000
DC-AC Power Inverter | Yes | 2369
4x Battery | Yes | 1560
Diesel Generator | OMIT | 0
14x Diesel Refill | OMIT | 0
Pump A | Yes | 640
Pump Replacement | Yes | 640
Water Tower | Yes | 7454.505
6x HES-260 Solar Panels | Yes | 3300
Additional Catchment | OMIT | 0

## Maintenance
[9 empty] | Things that need maintance |  | time
Filters | [8 empty] | Filters | after x liters depending on the configuration\ | after x litres |  | Occurrances in a Year | Total cost:
Consumption | C | 540 | [6 empty] | Chlorine desinfection | Reffiling chorine solution | every 3 kg | Filters | 9 | 1665
Filter Life 1 μm |  | 20000 | [6 empty] | ozone | cleanning and service | anual | Chlorine
Filter Life 5 μm |  | 20000 | [6 empty] | Uv | Replac e bubls | anual | Ozone | 1
Filter Life 200 μm |  | 20000 | [6 empty] | Pump | Repleace?? | After x running hours | UV | 1
[9 empty] | Solar panels | Seasonal cleaning | 4 times a year | Solar | 4
[9 empty] | Generator | Oil change and maintenance operation required every 250 hours (~250 L |  | Generator
[10 empty] | of diesel consumed). Cost of oil change: $50 |  | Pump
[10 empty] | Refuelling (maintenance operation) every 100 L of diesel consumed |  | Total | 15
| Filters | [7 empty] | Diesel Generator
| Total Volume Through Filter [L] |  |  | Maintenance for Filter Change |  |  | Day with | Yearly fuel needed | 260.8447 | L
Day | 1 μm | 5 μm | 200 μm | 1 μm | 5 μm | 200 μm | operation | Refuels needed | 2
1 | 540 | 540 | 540 |  |  |  |  | (Every 100 L)
2 | 1080 | 1080 | 1080 |  |  |  |  | Maintanance/ Oil change | 1
3 | 1620 | 1620 | 1620 |  |  |  |  | (Every 250L) |  | *most adequate integers
4 | 2160 | 2160 | 2160
5 | 2700 | 2700 | 2700
6 | 3240 | 3240 | 3240
7 | 3780 | 3780 | 3780
8 | 4320 | 4320 | 4320
9 | 4860 | 4860 | 4860
10 | 5400 | 5400 | 5400
11 | 5940 | 5940 | 5940
12 | 6480 | 6480 | 6480
13 | 7020 | 7020 | 7020
14 | 7560 | 7560 | 7560
15 | 8100 | 8100 | 8100
16 | 8640 | 8640 | 8640
17 | 9180 | 9180 | 9180
18 | 9720 | 9720 | 9720
19 | 10260 | 10260 | 10260
20 | 10800 | 10800 | 10800
21 | 11340 | 11340 | 11340
22 | 11880 | 11880 | 11880
23 | 12420 | 12420 | 12420
24 | 12960 | 12960 | 12960
25 | 13500 | 13500 | 13500
26 | 14040 | 14040 | 14040
27 | 14580 | 14580 | 14580
28 | 15120 | 15120 | 15120
29 | 15660 | 15660 | 15660
30 | 16200 | 16200 | 16200
31 | 16740 | 16740 | 16740
32 | 17280 | 17280 | 17280
33 | 17820 | 17820 | 17820
34 | 18360 | 18360 | 18360
35 | 18900 | 18900 | 18900
36 | 19440 | 19440 | 19440
37 | 19980 | 19980 | 19980
38 | 540 | 540 | 540 | 1 | 1 | 1 | 1
39 | 1080 | 1080 | 1080
40 | 1620 | 1620 | 1620
41 | 2160 | 2160 | 2160
42 | 2700 | 2700 | 2700
43 | 3240 | 3240 | 3240
44 | 3780 | 3780 | 3780
45 | 4320 | 4320 | 4320
46 | 4860 | 4860 | 4860
47 | 5400 | 5400 | 5400
48 | 5940 | 5940 | 5940
49 | 6480 | 6480 | 6480
50 | 7020 | 7020 | 7020
51 | 7560 | 7560 | 7560
52 | 8100 | 8100 | 8100
53 | 8640 | 8640 | 8640
54 | 9180 | 9180 | 9180
55 | 9720 | 9720 | 9720
56 | 10260 | 10260 | 10260
57 | 10800 | 10800 | 10800
58 | 11340 | 11340 | 11340
59 | 11880 | 11880 | 11880
60 | 12420 | 12420 | 12420
61 | 12960 | 12960 | 12960
62 | 13500 | 13500 | 13500
63 | 14040 | 14040 | 14040
64 | 14580 | 14580 | 14580
65 | 15120 | 15120 | 15120
66 | 15660 | 15660 | 15660
67 | 16200 | 16200 | 16200
68 | 16740 | 16740 | 16740
69 | 17280 | 17280 | 17280
70 | 17820 | 17820 | 17820
71 | 18360 | 18360 | 18360
72 | 18900 | 18900 | 18900
73 | 19440 | 19440 | 19440
74 | 19980 | 19980 | 19980
75 | 540 | 540 | 540 | 1 | 1 | 1 | 1
76 | 1080 | 1080 | 1080
77 | 1620 | 1620 | 1620
78 | 2160 | 2160 | 2160
79 | 2700 | 2700 | 2700
80 | 3240 | 3240 | 3240
81 | 3780 | 3780 | 3780
82 | 4320 | 4320 | 4320
83 | 4860 | 4860 | 4860
84 | 5400 | 5400 | 5400
85 | 5940 | 5940 | 5940
86 | 6480 | 6480 | 6480
87 | 7020 | 7020 | 7020
88 | 7560 | 7560 | 7560
89 | 8100 | 8100 | 8100
90 | 8640 | 8640 | 8640
91 | 9180 | 9180 | 9180
92 | 9720 | 9720 | 9720
93 | 10260 | 10260 | 10260
94 | 10800 | 10800 | 10800
95 | 11340 | 11340 | 11340
96 | 11880 | 11880 | 11880
97 | 12420 | 12420 | 12420
98 | 12960 | 12960 | 12960
99 | 13500 | 13500 | 13500
100 | 14040 | 14040 | 14040
101 | 14580 | 14580 | 14580
102 | 15120 | 15120 | 15120
103 | 15660 | 15660 | 15660
104 | 16200 | 16200 | 16200
105 | 16740 | 16740 | 16740
106 | 17280 | 17280 | 17280
107 | 17820 | 17820 | 17820
108 | 18360 | 18360 | 18360
109 | 18900 | 18900 | 18900
110 | 19440 | 19440 | 19440
111 | 19980 | 19980 | 19980
112 | 540 | 540 | 540 | 1 | 1 | 1 | 1
113 | 1080 | 1080 | 1080
114 | 1620 | 1620 | 1620
115 | 2160 | 2160 | 2160
116 | 2700 | 2700 | 2700
117 | 3240 | 3240 | 3240
118 | 3780 | 3780 | 3780
119 | 4320 | 4320 | 4320
120 | 4860 | 4860 | 4860
121 | 5400 | 5400 | 5400
122 | 5940 | 5940 | 5940
123 | 6480 | 6480 | 6480
124 | 7020 | 7020 | 7020
125 | 7560 | 7560 | 7560
126 | 8100 | 8100 | 8100
127 | 8640 | 8640 | 8640
128 | 9180 | 9180 | 9180
129 | 9720 | 9720 | 9720
130 | 10260 | 10260 | 10260
131 | 10800 | 10800 | 10800
132 | 11340 | 11340 | 11340
133 | 11880 | 11880 | 11880
134 | 12420 | 12420 | 12420
135 | 12960 | 12960 | 12960
136 | 13500 | 13500 | 13500
137 | 14040 | 14040 | 14040
138 | 14580 | 14580 | 14580
139 | 15120 | 15120 | 15120
140 | 15660 | 15660 | 15660
141 | 16200 | 16200 | 16200
142 | 16740 | 16740 | 16740
143 | 17280 | 17280 | 17280
144 | 17820 | 17820 | 17820
145 | 18360 | 18360 | 18360
146 | 18900 | 18900 | 18900
147 | 19440 | 19440 | 19440
148 | 19980 | 19980 | 19980
149 | 540 | 540 | 540 | 1 | 1 | 1 | 1
150 | 1080 | 1080 | 1080
151 | 1620 | 1620 | 1620
152 | 2160 | 2160 | 2160
153 | 2700 | 2700 | 2700
154 | 3240 | 3240 | 3240
155 | 3780 | 3780 | 3780
156 | 4320 | 4320 | 4320
157 | 4860 | 4860 | 4860
158 | 5400 | 5400 | 5400
159 | 5940 | 5940 | 5940
160 | 6480 | 6480 | 6480
161 | 7020 | 7020 | 7020
162 | 7560 | 7560 | 7560
163 | 8100 | 8100 | 8100
164 | 8640 | 8640 | 8640
165 | 9180 | 9180 | 9180
166 | 9720 | 9720 | 9720
167 | 10260 | 10260 | 10260
168 | 10800 | 10800 | 10800
169 | 11340 | 11340 | 11340
170 | 11880 | 11880 | 11880
171 | 12420 | 12420 | 12420
172 | 12960 | 12960 | 12960
173 | 13500 | 13500 | 13500
174 | 14040 | 14040 | 14040
175 | 14580 | 14580 | 14580
176 | 15120 | 15120 | 15120
177 | 15660 | 15660 | 15660
178 | 16200 | 16200 | 16200
179 | 16740 | 16740 | 16740
180 | 17280 | 17280 | 17280
181 | 17820 | 17820 | 17820
182 | 18360 | 18360 | 18360
183 | 18900 | 18900 | 18900
184 | 19440 | 19440 | 19440
185 | 19980 | 19980 | 19980
186 | 540 | 540 | 540 | 1 | 1 | 1 | 1
187 | 1080 | 1080 | 1080
188 | 1620 | 1620 | 1620
189 | 2160 | 2160 | 2160
190 | 2700 | 2700 | 2700
191 | 3240 | 3240 | 3240
192 | 3780 | 3780 | 3780
193 | 4320 | 4320 | 4320
194 | 4860 | 4860 | 4860
195 | 5400 | 5400 | 5400
196 | 5940 | 5940 | 5940
197 | 6480 | 6480 | 6480
198 | 7020 | 7020 | 7020
199 | 7560 | 7560 | 7560
200 | 8100 | 8100 | 8100
201 | 8640 | 8640 | 8640
202 | 9180 | 9180 | 9180
203 | 9720 | 9720 | 9720
204 | 10260 | 10260 | 10260
205 | 10800 | 10800 | 10800
206 | 11340 | 11340 | 11340
207 | 11880 | 11880 | 11880
208 | 12420 | 12420 | 12420
209 | 12960 | 12960 | 12960
210 | 13500 | 13500 | 13500
211 | 14040 | 14040 | 14040
212 | 14580 | 14580 | 14580
213 | 15120 | 15120 | 15120
214 | 15660 | 15660 | 15660
215 | 16200 | 16200 | 16200
216 | 16740 | 16740 | 16740
217 | 17280 | 17280 | 17280
218 | 17820 | 17820 | 17820
219 | 18360 | 18360 | 18360
220 | 18900 | 18900 | 18900
221 | 19440 | 19440 | 19440
222 | 19980 | 19980 | 19980
223 | 540 | 540 | 540 | 1 | 1 | 1 | 1
224 | 1080 | 1080 | 1080
225 | 1620 | 1620 | 1620
226 | 2160 | 2160 | 2160
227 | 2700 | 2700 | 2700
228 | 3240 | 3240 | 3240
229 | 3780 | 3780 | 3780
230 | 4320 | 4320 | 4320
231 | 4860 | 4860 | 4860
232 | 5400 | 5400 | 5400
233 | 5940 | 5940 | 5940
234 | 6480 | 6480 | 6480
235 | 7020 | 7020 | 7020
236 | 7560 | 7560 | 7560
237 | 8100 | 8100 | 8100
238 | 8640 | 8640 | 8640
239 | 9180 | 9180 | 9180
240 | 9720 | 9720 | 9720
241 | 10260 | 10260 | 10260
242 | 10800 | 10800 | 10800
243 | 11340 | 11340 | 11340
244 | 11880 | 11880 | 11880
245 | 12420 | 12420 | 12420
246 | 12960 | 12960 | 12960
247 | 13500 | 13500 | 13500
248 | 14040 | 14040 | 14040
249 | 14580 | 14580 | 14580
250 | 15120 | 15120 | 15120
251 | 15660 | 15660 | 15660
252 | 16200 | 16200 | 16200
253 | 16740 | 16740 | 16740
254 | 17280 | 17280 | 17280
255 | 17820 | 17820 | 17820
256 | 18360 | 18360 | 18360
257 | 18900 | 18900 | 18900
258 | 19440 | 19440 | 19440
259 | 19980 | 19980 | 19980
260 | 540 | 540 | 540 | 1 | 1 | 1 | 1
261 | 1080 | 1080 | 1080
262 | 1620 | 1620 | 1620
263 | 2160 | 2160 | 2160
264 | 2700 | 2700 | 2700
265 | 3240 | 3240 | 3240
266 | 3780 | 3780 | 3780
267 | 4320 | 4320 | 4320
268 | 4860 | 4860 | 4860
269 | 5400 | 5400 | 5400
270 | 5940 | 5940 | 5940
271 | 6480 | 6480 | 6480
272 | 7020 | 7020 | 7020
273 | 7560 | 7560 | 7560
274 | 8100 | 8100 | 8100
275 | 8640 | 8640 | 8640
276 | 9180 | 9180 | 9180
277 | 9720 | 9720 | 9720
278 | 10260 | 10260 | 10260
279 | 10800 | 10800 | 10800
280 | 11340 | 11340 | 11340
281 | 11880 | 11880 | 11880
282 | 12420 | 12420 | 12420
283 | 12960 | 12960 | 12960
284 | 13500 | 13500 | 13500
285 | 14040 | 14040 | 14040
286 | 14580 | 14580 | 14580
287 | 15120 | 15120 | 15120
288 | 15660 | 15660 | 15660
289 | 16200 | 16200 | 16200
290 | 16740 | 16740 | 16740
291 | 17280 | 17280 | 17280
292 | 17820 | 17820 | 17820
293 | 18360 | 18360 | 18360
294 | 18900 | 18900 | 18900
295 | 19440 | 19440 | 19440
296 | 19980 | 19980 | 19980
297 | 540 | 540 | 540 | 1 | 1 | 1 | 1
298 | 1080 | 1080 | 1080
299 | 1620 | 1620 | 1620
300 | 2160 | 2160 | 2160
301 | 2700 | 2700 | 2700
302 | 3240 | 3240 | 3240
303 | 3780 | 3780 | 3780
304 | 4320 | 4320 | 4320
305 | 4860 | 4860 | 4860
306 | 5400 | 5400 | 5400
307 | 5940 | 5940 | 5940
308 | 6480 | 6480 | 6480
309 | 7020 | 7020 | 7020
310 | 7560 | 7560 | 7560
311 | 8100 | 8100 | 8100
312 | 8640 | 8640 | 8640
313 | 9180 | 9180 | 9180
314 | 9720 | 9720 | 9720
315 | 10260 | 10260 | 10260
316 | 10800 | 10800 | 10800
317 | 11340 | 11340 | 11340
318 | 11880 | 11880 | 11880
319 | 12420 | 12420 | 12420
320 | 12960 | 12960 | 12960
321 | 13500 | 13500 | 13500
322 | 14040 | 14040 | 14040
323 | 14580 | 14580 | 14580
324 | 15120 | 15120 | 15120
325 | 15660 | 15660 | 15660
326 | 16200 | 16200 | 16200
327 | 16740 | 16740 | 16740
328 | 17280 | 17280 | 17280
329 | 17820 | 17820 | 17820
330 | 18360 | 18360 | 18360
331 | 18900 | 18900 | 18900
332 | 19440 | 19440 | 19440
333 | 19980 | 19980 | 19980
334 | 540 | 540 | 540 | 1 | 1 | 1 | 1
335 | 1080 | 1080 | 1080
336 | 1620 | 1620 | 1620
337 | 2160 | 2160 | 2160
338 | 2700 | 2700 | 2700
339 | 3240 | 3240 | 3240
340 | 3780 | 3780 | 3780
341 | 4320 | 4320 | 4320
342 | 4860 | 4860 | 4860
343 | 5400 | 5400 | 5400
344 | 5940 | 5940 | 5940
345 | 6480 | 6480 | 6480
346 | 7020 | 7020 | 7020
347 | 7560 | 7560 | 7560
348 | 8100 | 8100 | 8100
349 | 8640 | 8640 | 8640
350 | 9180 | 9180 | 9180
351 | 9720 | 9720 | 9720
352 | 10260 | 10260 | 10260
353 | 10800 | 10800 | 10800
354 | 11340 | 11340 | 11340
355 | 11880 | 11880 | 11880
356 | 12420 | 12420 | 12420
357 | 12960 | 12960 | 12960
358 | 13500 | 13500 | 13500
359 | 14040 | 14040 | 14040
360 | 14580 | 14580 | 14580
361 | 15120 | 15120 | 15120
362 | 15660 | 15660 | 15660
363 | 16200 | 16200 | 16200
364 | 16740 | 16740 | 16740
365 | 17280 | 17280 | 17280
|  |  | Total: | 9 | 9 | 9 | 9
|  |  | Cost per replacement | 75 | 60 | 50
|  |  | Cost for all replacment | 675 | 540 | 450
[5 empty] | Total cost: | 1665

## Energy Usage
Energy Calculations for a system using Ozone Disinfection | [5 empty] | Pump Efficiency | 53.31% | [ ] | Contact Time | 10 | [min] | UV Lamp Size | 40 | [W] |  | Heating Value Diesel | 40
Catch. Area | 100 | [m2] |  |  |  |  | 58.3? |  | CT_Ozone | 50 | [mg min/L] |  |  |  |  | Efficiency of Generator | 35%
Catch. Tank V | 2.5 | [m3] |  |  | days w/o water store |  |  |  | Energy for O3 | 2 | [MJ / g] | [7 empty] | Yearly energy Pump | 55.2254
Consumption | 540 | [L/day] |  |  | 37 | [13 empty] | Yearly energy O3 | 2344.1
Initial Volume | 0 | [L] | [16 empty] | Yearly energy UV | 1252.5
Storage Tank V | 26 | [m3]
Day | Rain | Qin | V_water | Consumption | Stored Water | Pump Pressure | Pump Energy | Pump Energy | Mass O3 | Mass O3 | Energy for O3 | Energy for O3 | Energy for UV | Energy for UV | Battery | Total Energy for Day | Diesel Fuel | Refill Needed | Yearly Energy Used [MJ] | 3651.8254
[ date ] | [mm] | [m3] | [m3] | [m3] | [m3] | [Pa] | [J] | [MJ] | [mg] | [g] | [J] | [MJ] | [Wh] | [MJ] |  | [MJ] | [L] |  | Yearly Fuel Needed [L] | 260.8447
2014-01-01 | 18.8 | 1.88 | 1.88 | 0 | 1.88 | 125600 | 442915.4057 | 0.44292 | 9400 | 9.4 | 18800000 | 18.8 | 960 | 0 |  | 19.2429 | 1.3745 | 0
2014-01-02 | 19.8 | 1.98 | 3.86 | 0 | 3.86 | 125600 | 466474.7358 | 0.46647 | 9900 | 9.9 | 19800000 | 19.8 | 960 | 0 |  | 20.2665 | 1.4476 | 0 | Refuels per year | 2.6084
2014-01-03 | 0 | 0 | 3.86 | 0 | 3.86 | 125600 | 0 | 0 | 0 | 0 | 0 | 0 | 960 | 0 |  | 0 | 0 | 0 | Average days between refuels | 139.93
2014-01-04 | 0 | 0 | 3.86 | 0 | 3.86 | 125600 | 0 | 0 | 0 | 0 | 0 | 0 | 960 | 0 |  | 0 | 0 | 0
2014-01-05 | 0 | 0 | 3.86 | 0 | 3.86 | 125600 | 0 | 0 | 0 | 0 | 0 | 0 | 960 | 0 |  | 0 | 0 | 0
2014-01-06 | 5 | 0.5 | 4.36 | 0 | 4.36 | 125600 | 117796.6505 | 0.1178 | 2500 | 2.5 | 5000000 | 5 | 960 | 0 |  | 5.1178 | 0.36556 | 0
2014-01-07 | 20.4 | 2.04 | 6.4 | 0 | 6.4 | 125600 | 480610.3339 | 0.48061 | 10200 | 10.2 | 20400000 | 20.4 | 960 | 0 |  | 20.8806 | 1.4915 | 0
2014-01-08 | 24.8 | 2.48 | 8.88 | 0 | 8.88 | 125600 | 584271.3863 | 0.58427 | 12400 | 12.4 | 24800000 | 24.8 | 960 | 0 |  | 25.3843 | 1.8132 | 0
2014-01-09 | 34 | 2.5 | 11.38 | 0 | 11.38 | 125600 | 588983.2523 | 0.58898 | 12500 | 12.5 | 25000000 | 25 | 960 | 0 |  | 25.589 | 1.8278 | 0
2014-01-10 | 44.6 | 2.5 | 13.88 | 0 | 13.88 | 125600 | 588983.2523 | 0.58898 | 12500 | 12.5 | 25000000 | 25 | 960 | 0 |  | 25.589 | 1.8278 | 0
2014-01-11 | 14.4 | 1.44 | 15.32 | 0 | 15.32 | 125600 | 339254.3533 | 0.33925 | 7200 | 7.2 | 14400000 | 14.4 | 960 | 0 |  | 14.7393 | 1.0528 | 0
2014-01-12 | 50.2 | 2.5 | 17.82 | 0 | 17.82 | 125600 | 588983.2523 | 0.58898 | 12500 | 12.5 | 25000000 | 25 | 960 | 0 |  | 25.589 | 1.8278 | 0
2014-01-13 | 9.6 | 0.96 | 18.78 | 0 | 18.78 | 125600 | 226169.5689 | 0.22617 | 4800 | 4.8 | 9600000 | 9.6 | 960 | 0 |  | 9.8262 | 0.70187 | 0
2014-01-14 | 5.8 | 0.58 | 19.36 | 0 | 19.36 | 125600 | 136644.1145 | 0.13664 | 2900 | 2.9 | 5800000 | 5.8 | 960 | 0 |  | 5.9366 | 0.42405 | 0
2014-01-15 | 1.6 | 0.16 | 19.52 | 0 | 19.52 | 125600 | 37694.9281 | 0.037695 | 800 | 0.8 | 1600000 | 1.6 | 960 | 0 |  | 1.6377 | 0.11698 | 0
2014-01-16 | 0.8 | 0.08 | 19.6 | 0 | 19.6 | 125600 | 18847.4641 | 0.018847 | 400 | 0.4 | 800000 | 0.8 | 960 | 0 |  | 0.81885 | 0.058489 | 0
2014-01-17 | 0 | 0 | 19.6 | 0 | 19.6 | 125600 | 0 | 0 | 0 | 0 | 0 | 0 | 960 | 0 |  | 0 | 0 | 0
2014-01-18 | 2.6 | 0.26 | 19.86 | 0 | 19.86 | 125600 | 61254.2582 | 0.061254 | 1300 | 1.3 | 2600000 | 2.6 | 960 | 0 |  | 2.6613 | 0.19009 | 0
2014-01-19 | 1 | 0.1 | 19.96 | 0 | 19.96 | 125600 | 23559.3301 | 0.023559 | 500 | 0.5 | 1000000 | 1 | 960 | 0 |  | 1.0236 | 0.073111 | 0
2014-01-20 | 0.6 | 0.06 | 20.02 | 0 | 20.02 | 125600 | 14135.5981 | 0.014136 | 300 | 0.3 | 600000 | 0.6 | 960 | 0 |  | 0.61414 | 0.043867 | 0
2014-01-21 | 0.8 | 0.08 | 20.1 | 0 | 20.1 | 125600 | 18847.4641 | 0.018847 | 400 | 0.4 | 800000 | 0.8 | 960 | 0 |  | 0.81885 | 0.058489 | 0
2014-01-22 | 0.6 | 0.06 | 20.16 | 0 | 20.16 | 125600 | 14135.5981 | 0.014136 | 300 | 0.3 | 600000 | 0.6 | 960 | 0 |  | 0.61414 | 0.043867 | 0
2014-01-23 | 0 | 0 | 20.16 | 0 | 20.16 | 125600 | 0 | 0 | 0 | 0 | 0 | 0 | 960 | 0 |  | 0 | 0 | 0
2014-01-24 | 0 | 0 | 20.16 | 0 | 20.16 | 125600 | 0 | 0 | 0 | 0 | 0 | 0 | 960 | 0 |  | 0 | 0 | 0
2014-01-25 | 0 | 0 | 20.16 | 0 | 20.16 | 125600 | 0 | 0 | 0 | 0 | 0 | 0 | 960 | 0 |  | 0 | 0 | 0
2014-01-26 | 0 | 0 | 20.16 | 0 | 20.16 | 125600 | 0 | 0 | 0 | 0 | 0 | 0 | 960 | 0 |  | 0 | 0 | 0
2014-01-27 | 17.6 | 1.76 | 21.92 | 0 | 21.92 | 125600 | 414644.2096 | 0.41464 | 8800 | 8.8 | 17600000 | 17.6 | 960 | 0 |  | 18.0146 | 1.2868 | 0
2014-01-28 | 0 | 0 | 21.92 | 0 | 21.92 | 125600 | 0 | 0 | 0 | 0 | 0 | 0 | 960 | 0 |  | 0 | 0 | 0
2014-01-29 | 0 | 0 | 21.92 | 0 | 21.92 | 125600 | 0 | 0 | 0 | 0 | 0 | 0 | 960 | 0 |  | 0 | 0 | 0
2014-01-30 | 0 | 0 | 21.92 | 0 | 21.92 | 125600 | 0 | 0 | 0 | 0 | 0 | 0 | 960 | 0 |  | 0 | 0 | 0
2014-01-31 | 2.6 | 0.26 | 22.18 | 0 | 22.18 | 125600 | 61254.2582 | 0.061254 | 1300 | 1.3 | 2600000 | 2.6 | 960 | 0 |  | 2.6613 | 0.19009 | 0
2014-02-01 | 2.6 | 0.26 | 21.9 | 0.54 | 21.9 | 125600 | 61254.2582 | 0.061254 | 1300 | 1.3 | 2600000 | 2.6 | 960 | 3.75 |  | 6.4113 | 0.45795 | 0
2014-02-02 | 0 | 0 | 21.36 | 0.54 | 21.36 | 125600 | 0 | 0 | 0 | 0 | 0 | 0 | 960 | 3.75 |  | 3.75 | 0.26786 | 0
2014-02-03 | 0 | 0 | 20.82 | 0.54 | 20.82 | 125600 | 0 | 0 | 0 | 0 | 0 | 0 | 960 | 3.75 |  | 3.75 | 0.26786 | 0
2014-02-04 | 0 | 0 | 20.28 | 0.54 | 20.28 | 125600 | 0 | 0 | 0 | 0 | 0 | 0 | 960 | 3.75 |  | 3.75 | 0.26786 | 0
2014-02-05 | 0 | 0 | 19.74 | 0.54 | 19.74 | 125600 | 0 | 0 | 0 | 0 | 0 | 0 | 960 | 3.75 |  | 3.75 | 0.26786 | 0
2014-02-06 | 0 | 0 | 19.2 | 0.54 | 19.2 | 125600 | 0 | 0 | 0 | 0 | 0 | 0 | 960 | 3.75 |  | 3.75 | 0.26786 | 0
2014-02-07 | 0 | 0 | 18.66 | 0.54 | 18.66 | 125600 | 0 | 0 | 0 | 0 | 0 | 0 | 960 | 3.75 |  | 3.75 | 0.26786 | 0
2014-02-08 | 0 | 0 | 18.12 | 0.54 | 18.12 | 125600 | 0 | 0 | 0 | 0 | 0 | 0 | 960 | 3.75 |  | 3.75 | 0.26786 | 0
2014-02-09 | 12.2 | 1.22 | 18.8 | 0.54 | 18.8 | 125600 | 287423.8271 | 0.28742 | 6100 | 6.1 | 12200000 | 12.2 | 960 | 3.75 |  | 16.2374 | 1.1598 | 0
2014-02-10 | 13.4 | 1.34 | 19.6 | 0.54 | 19.6 | 125600 | 315695.0232 | 0.3157 | 6700 | 6.7 | 13400000 | 13.4 | 960 | 3.75 |  | 17.4657 | 1.2475 | 0
2014-02-11 | 46.6 | 2.5 | 21.56 | 0.54 | 21.56 | 125600 | 588983.2523 | 0.58898 | 12500 | 12.5 | 25000000 | 25 | 960 | 3.75 |  | 29.339 | 2.0956 | 0
2014-02-12 | 16.8 | 1.68 | 22.7 | 0.54 | 22.7 | 125600 | 395796.7456 | 0.3958 | 8400 | 8.4 | 16800000 | 16.8 | 960 | 3.75 |  | 20.9458 | 1.4961 | 0
2014-02-13 | 15.6 | 1.56 | 23.72 | 0.54 | 23.72 | 125600 | 367525.5494 | 0.36753 | 7800 | 7.8 | 15600000 | 15.6 | 960 | 3.75 |  | 19.7175 | 1.4084 | 0
2014-02-14 | 3 | 0.3 | 23.48 | 0.54 | 23.48 | 125600 | 70677.9903 | 0.070678 | 1500 | 1.5 | 3000000 | 3 | 960 | 3.75 |  | 6.8207 | 0.48719 | 0
2014-02-15 | 11.6 | 1.16 | 24.1 | 0.54 | 24.1 | 125600 | 273288.2291 | 0.27329 | 5800 | 5.8 | 11600000 | 11.6 | 960 | 3.75 |  | 15.6233 | 1.1159 | 0
2014-02-16 | 19 | 1.9 | 25.46 | 0.54 | 25.46 | 125600 | 447627.2718 | 0.44763 | 9500 | 9.5 | 19000000 | 19 | 960 | 3.75 |  | 23.1976 | 1.657 | 0
2014-02-17 | 9.2 | 0.92 | 25.84 | 0.54 | 25.84 | 125600 | 216745.8369 | 0.21675 | 4600 | 4.6 | 9200000 | 9.2 | 960 | 3.75 |  | 13.1667 | 0.94048 | 0
2014-02-18 | 12.6 | 1.26 | 26 | 0.54 | 26 | 125600 | 296847.5592 | 0.29685 | 6300 | 6.3 | 12600000 | 12.6 | 960 | 3.75 |  | 16.6468 | 1.1891 | 0
2014-02-19 | 21.8 | 2.18 | 26 | 0.54 | 26 | 125600 | 513593.396 | 0.51359 | 10900 | 10.9 | 21800000 | 21.8 | 960 | 3.75 |  | 26.0636 | 1.8617 | 0
2014-02-20 | 2.4 | 0.24 | 25.7 | 0.54 | 25.7 | 125600 | 56542.3922 | 0.056542 | 1200 | 1.2 | 2400000 | 2.4 | 960 | 3.75 |  | 6.2065 | 0.44332 | 0
2014-02-21 | 0.8 | 0.08 | 25.24 | 0.54 | 25.24 | 125600 | 18847.4641 | 0.018847 | 400 | 0.4 | 800000 | 0.8 | 960 | 3.75 |  | 4.5688 | 0.32635 | 0
2014-02-22 | 4.8 | 0.48 | 25.18 | 0.54 | 25.18 | 125600 | 113084.7844 | 0.11308 | 2400 | 2.4 | 4800000 | 4.8 | 960 | 3.75 |  | 8.6631 | 0.61879 | 0
2014-02-23 | 14.6 | 1.46 | 26 | 0.54 | 26 | 125600 | 343966.2194 | 0.34397 | 7300 | 7.3 | 14600000 | 14.6 | 960 | 3.75 |  | 18.694 | 1.3353 | 0
2014-02-24 | 6.8 | 0.68 | 26 | 0.54 | 26 | 125600 | 160203.4446 | 0.1602 | 3400 | 3.4 | 6800000 | 6.8 | 960 | 3.75 |  | 10.7102 | 0.76501 | 0
2014-02-25 | 0 | 0 | 25.46 | 0.54 | 25.46 | 125600 | 0 | 0 | 0 | 0 | 0 | 0 | 960 | 3.75 |  | 3.75 | 0.26786 | 0
2014-02-26 | 0.8 | 0.08 | 25 | 0.54 | 25 | 125600 | 18847.4641 | 0.018847 | 400 | 0.4 | 800000 | 0.8 | 960 | 3.75 |  | 4.5688 | 0.32635 | 0
2014-02-27 | 0 | 0 | 24.46 | 0.54 | 24.46 | 125600 | 0 | 0 | 0 | 0 | 0 | 0 | 960 | 3.75 |  | 3.75 | 0.26786 | 0
2014-02-28 | 0.4 | 0.04 | 23.96 | 0.54 | 23.96 | 125600 | 9423.732 | 0.0094237 | 200 | 0.2 | 400000 | 0.4 | 960 | 3.75 |  | 4.1594 | 0.2971 | 0
2014-03-01 | 2 | 0.2 | 23.62 | 0.54 | 23.62 | 125600 | 47118.6602 | 0.047119 | 1000 | 1 | 2000000 | 2 | 960 | 3.75 |  | 5.7971 | 0.41408 | 0
2014-03-02 | 19 | 1.9 | 24.98 | 0.54 | 24.98 | 125600 | 447627.2718 | 0.44763 | 9500 | 9.5 | 19000000 | 19 | 960 | 3.75 |  | 23.1976 | 1.657 | 0
2014-03-03 | 1 | 0.1 | 24.54 | 0.54 | 24.54 | 125600 | 23559.3301 | 0.023559 | 500 | 0.5 | 1000000 | 1 | 960 | 3.75 |  | 4.7736 | 0.34097 | 0
2014-03-04 | 2.4 | 0.24 | 24.24 | 0.54 | 24.24 | 125600 | 56542.3922 | 0.056542 | 1200 | 1.2 | 2400000 | 2.4 | 960 | 3.75 |  | 6.2065 | 0.44332 | 0
2014-03-05 | 23.8 | 2.38 | 26 | 0.54 | 26 | 125600 | 560712.0562 | 0.56071 | 11900 | 11.9 | 23800000 | 23.8 | 960 | 3.75 |  | 28.1107 | 2.0079 | 0
2014-03-06 | 8.6 | 0.86 | 26 | 0.54 | 26 | 125600 | 202610.2388 | 0.20261 | 4300 | 4.3 | 8600000 | 8.6 | 960 | 3.75 |  | 12.5526 | 0.89662 | 0
2014-03-07 | 34 | 2.5 | 26 | 0.54 | 26 | 125600 | 588983.2523 | 0.58898 | 12500 | 12.5 | 25000000 | 25 | 960 | 3.75 |  | 29.339 | 2.0956 | 0
2014-03-08 | 52.4 | 2.5 | 26 | 0.54 | 26 | 125600 | 588983.2523 | 0.58898 | 12500 | 12.5 | 25000000 | 25 | 960 | 3.75 |  | 29.339 | 2.0956 | 0
2014-03-09 | 10.6 | 1.06 | 26 | 0.54 | 26 | 125600 | 249728.899 | 0.24973 | 5300 | 5.3 | 10600000 | 10.6 | 960 | 3.75 |  | 14.5997 | 1.0428 | 0
2014-03-10 | 2.4 | 0.24 | 25.7 | 0.54 | 25.7 | 125600 | 56542.3922 | 0.056542 | 1200 | 1.2 | 2400000 | 2.4 | 960 | 3.75 |  | 6.2065 | 0.44332 | 0
2014-03-11 | 0 | 0 | 25.16 | 0.54 | 25.16 | 125600 | 0 | 0 | 0 | 0 | 0 | 0 | 960 | 3.75 |  | 3.75 | 0.26786 | 0
2014-03-12 | 2.8 | 0.28 | 24.9 | 0.54 | 24.9 | 125600 | 65966.1243 | 0.065966 | 1400 | 1.4 | 2800000 | 2.8 | 960 | 3.75 |  | 6.616 | 0.47257 | 0
2014-03-13 | 20.2 | 2.02 | 26 | 0.54 | 26 | 125600 | 475898.4679 | 0.4759 | 10100 | 10.1 | 20200000 | 20.2 | 960 | 3.75 |  | 24.4259 | 1.7447 | 0
2014-03-14 | 13.8 | 1.38 | 26 | 0.54 | 26 | 125600 | 325118.7553 | 0.32512 | 6900 | 6.9 | 13800000 | 13.8 | 960 | 3.75 |  | 17.8751 | 1.2768 | 0
2014-03-15 | 22.8 | 2.28 | 26 | 0.54 | 26 | 125600 | 537152.7261 | 0.53715 | 11400 | 11.4 | 22800000 | 22.8 | 960 | 3.75 |  | 27.0872 | 1.9348 | 0
2014-03-16 | 5.4 | 0.54 | 26 | 0.54 | 26 | 125600 | 127220.3825 | 0.12722 | 2700 | 2.7 | 5400000 | 5.4 | 960 | 3.75 |  | 9.2772 | 0.66266 | 0
2014-03-17 | 0.4 | 0.04 | 25.5 | 0.54 | 25.5 | 125600 | 9423.732 | 0.0094237 | 200 | 0.2 | 400000 | 0.4 | 960 | 3.75 |  | 4.1594 | 0.2971 | 0
2014-03-18 | 31 | 2.5 | 26 | 0.54 | 26 | 125600 | 588983.2523 | 0.58898 | 12500 | 12.5 | 25000000 | 25 | 960 | 3.75 |  | 29.339 | 2.0956 | 0
2014-03-19 | 1.6 | 0.16 | 25.62 | 0.54 | 25.62 | 125600 | 37694.9281 | 0.037695 | 800 | 0.8 | 1600000 | 1.6 | 960 | 3.75 |  | 5.3877 | 0.38484 | 0
2014-03-20 | 1.6 | 0.16 | 25.24 | 0.54 | 25.24 | 125600 | 37694.9281 | 0.037695 | 800 | 0.8 | 1600000 | 1.6 | 960 | 3.75 |  | 5.3877 | 0.38484 | 0
2014-03-21 | 7.6 | 0.76 | 25.46 | 0.54 | 25.46 | 125600 | 179050.9087 | 0.17905 | 3800 | 3.8 | 7600000 | 7.6 | 960 | 3.75 |  | 11.5291 | 0.8235 | 0
2014-03-22 | 2.6 | 0.26 | 25.18 | 0.54 | 25.18 | 125600 | 61254.2582 | 0.061254 | 1300 | 1.3 | 2600000 | 2.6 | 960 | 3.75 |  | 6.4113 | 0.45795 | 0
2014-03-23 | 0 | 0 | 24.64 | 0.54 | 24.64 | 125600 | 0 | 0 | 0 | 0 | 0 | 0 | 960 | 3.75 |  | 3.75 | 0.26786 | 0
2014-03-24 | 4 | 0.4 | 24.5 | 0.54 | 24.5 | 125600 | 94237.3204 | 0.094237 | 2000 | 2 | 4000000 | 4 | 960 | 3.75 |  | 7.8442 | 0.5603 | 0
2014-03-25 | 31 | 2.5 | 26 | 0.54 | 26 | 125600 | 588983.2523 | 0.58898 | 12500 | 12.5 | 25000000 | 25 | 960 | 3.75 |  | 29.339 | 2.0956 | 0
2014-03-26 | 0.2 | 0.02 | 25.48 | 0.54 | 25.48 | 125600 | 4711.866 | 0.0047119 | 100 | 0.1 | 200000 | 0.2 | 960 | 3.75 |  | 3.9547 | 0.28248 | 0
2014-03-27 | 4.4 | 0.44 | 25.38 | 0.54 | 25.38 | 125600 | 103661.0524 | 0.10366 | 2200 | 2.2 | 4400000 | 4.4 | 960 | 3.75 |  | 8.2537 | 0.58955 | 0
2014-03-28 | 23.6 | 2.36 | 26 | 0.54 | 26 | 125600 | 556000.1902 | 0.556 | 11800 | 11.8 | 23600000 | 23.6 | 960 | 3.75 |  | 27.906 | 1.9933 | 0
2014-03-29 | 41.6 | 2.5 | 26 | 0.54 | 26 | 125600 | 588983.2523 | 0.58898 | 12500 | 12.5 | 25000000 | 25 | 960 | 3.75 |  | 29.339 | 2.0956 | 0
2014-03-30 | 3 | 0.3 | 25.76 | 0.54 | 25.76 | 125600 | 70677.9903 | 0.070678 | 1500 | 1.5 | 3000000 | 3 | 960 | 3.75 |  | 6.8207 | 0.48719 | 0
2014-03-31 | 0 | 0 | 25.22 | 0.54 | 25.22 | 125600 | 0 | 0 | 0 | 0 | 0 | 0 | 960 | 3.75 |  | 3.75 | 0.26786 | 0
2014-04-01 | 0 | 0 | 24.68 | 0.54 | 24.68 | 125600 | 0 | 0 | 0 | 0 | 0 | 0 | 960 | 3.75 |  | 3.75 | 0.26786 | 0
2014-04-02 | 5.6 | 0.56 | 24.7 | 0.54 | 24.7 | 125600 | 131932.2485 | 0.13193 | 2800 | 2.8 | 5600000 | 5.6 | 960 | 3.75 |  | 9.4819 | 0.67728 | 0
2014-04-03 | 20.4 | 2.04 | 26 | 0.54 | 26 | 125600 | 480610.3339 | 0.48061 | 10200 | 10.2 | 20400000 | 20.4 | 960 | 3.75 |  | 24.6306 | 1.7593 | 0
2014-04-04 | 2.6 | 0.26 | 25.72 | 0.54 | 25.72 | 125600 | 61254.2582 | 0.061254 | 1300 | 1.3 | 2600000 | 2.6 | 960 | 3.75 |  | 6.4113 | 0.45795 | 0
2014-04-05 | 15.9 | 1.59 | 26 | 0.54 | 26 | 125600 | 374593.3485 | 0.37459 | 7950 | 7.95 | 15900000 | 15.9 | 960 | 3.75 |  | 20.0246 | 1.4303 | 0
2014-04-06 | 9.4 | 0.94 | 26 | 0.54 | 26 | 125600 | 221457.7029 | 0.22146 | 4700 | 4.7 | 9400000 | 9.4 | 960 | 3.75 |  | 13.3715 | 0.9551 | 0
2014-04-07 | 13.6 | 1.36 | 26 | 0.54 | 26 | 125600 | 320406.8893 | 0.32041 | 6800 | 6.8 | 13600000 | 13.6 | 960 | 3.75 |  | 17.6704 | 1.2622 | 0
2014-04-08 | 5.6 | 0.56 | 26 | 0.54 | 26 | 125600 | 131932.2485 | 0.13193 | 2800 | 2.8 | 5600000 | 5.6 | 960 | 3.75 |  | 9.4819 | 0.67728 | 0
2014-04-09 | 0 | 0 | 25.46 | 0.54 | 25.46 | 125600 | 0 | 0 | 0 | 0 | 0 | 0 | 960 | 3.75 |  | 3.75 | 0.26786 | 0
2014-04-10 | 16.6 | 1.66 | 26 | 0.54 | 26 | 125600 | 391084.8795 | 0.39108 | 8300 | 8.3 | 16600000 | 16.6 | 960 | 3.75 |  | 20.7411 | 1.4815 | 0
2014-04-11 | 0 | 0 | 25.46 | 0.54 | 25.46 | 125600 | 0 | 0 | 0 | 0 | 0 | 0 | 960 | 3.75 |  | 3.75 | 0.26786 | 0
2014-04-12 | 0 | 0 | 24.92 | 0.54 | 24.92 | 125600 | 0 | 0 | 0 | 0 | 0 | 0 | 960 | 3.75 |  | 3.75 | 0.26786 | 0
2014-04-13 | 0 | 0 | 24.38 | 0.54 | 24.38 | 125600 | 0 | 0 | 0 | 0 | 0 | 0 | 960 | 3.75 |  | 3.75 | 0.26786 | 0
2014-04-14 | 14.8 | 1.48 | 25.32 | 0.54 | 25.32 | 125600 | 348678.0854 | 0.34868 | 7400 | 7.4 | 14800000 | 14.8 | 960 | 3.75 |  | 18.8987 | 1.3499 | 0
2014-04-15 | 20.8 | 2.08 | 26 | 0.54 | 26 | 125600 | 490034.0659 | 0.49003 | 10400 | 10.4 | 20800000 | 20.8 | 960 | 3.75 |  | 25.04 | 1.7886 | 0
2014-04-16 | 37.4 | 2.5 | 26 | 0.54 | 26 | 125600 | 588983.2523 | 0.58898 | 12500 | 12.5 | 25000000 | 25 | 960 | 3.75 |  | 29.339 | 2.0956 | 0
2014-04-17 | 9.8 | 0.98 | 26 | 0.54 | 26 | 125600 | 230881.4349 | 0.23088 | 4900 | 4.9 | 9800000 | 9.8 | 960 | 3.75 |  | 13.7809 | 0.98435 | 0
2014-04-18 | 1.9 | 0.19 | 25.65 | 0.54 | 25.65 | 125600 | 44762.7272 | 0.044763 | 950 | 0.95 | 1900000 | 1.9 | 960 | 3.75 |  | 5.6948 | 0.40677 | 0
2014-04-19 | 21 | 2.1 | 26 | 0.54 | 26 | 125600 | 494745.9319 | 0.49475 | 10500 | 10.5 | 21000000 | 21 | 960 | 3.75 |  | 25.2447 | 1.8032 | 0
2014-04-20 | 30 | 2.5 | 26 | 0.54 | 26 | 125600 | 588983.2523 | 0.58898 | 12500 | 12.5 | 25000000 | 25 | 960 | 3.75 |  | 29.339 | 2.0956 | 0
2014-04-21 | 0 | 0 | 25.46 | 0.54 | 25.46 | 125600 | 0 | 0 | 0 | 0 | 0 | 0 | 960 | 3.75 |  | 3.75 | 0.26786 | 0
2014-04-22 | 4.4 | 0.44 | 25.36 | 0.54 | 25.36 | 125600 | 103661.0524 | 0.10366 | 2200 | 2.2 | 4400000 | 4.4 | 960 | 3.75 |  | 8.2537 | 0.58955 | 0
2014-04-23 | 12.8 | 1.28 | 26 | 0.54 | 26 | 125600 | 301559.4252 | 0.30156 | 6400 | 6.4 | 12800000 | 12.8 | 960 | 3.75 |  | 16.8516 | 1.2037 | 0
2014-04-24 | 26 | 2.5 | 26 | 0.54 | 26 | 125600 | 588983.2523 | 0.58898 | 12500 | 12.5 | 25000000 | 25 | 960 | 3.75 |  | 29.339 | 2.0956 | 0
2014-04-25 | 1.8 | 0.18 | 25.64 | 0.54 | 25.64 | 125600 | 42406.7942 | 0.042407 | 900 | 0.9 | 1800000 | 1.8 | 960 | 3.75 |  | 5.5924 | 0.39946 | 0
2014-04-26 | 35 | 2.5 | 26 | 0.54 | 26 | 125600 | 588983.2523 | 0.58898 | 12500 | 12.5 | 25000000 | 25 | 960 | 3.75 |  | 29.339 | 2.0956 | 0
2014-04-27 | 7.2 | 0.72 | 26 | 0.54 | 26 | 125600 | 169627.1767 | 0.16963 | 3600 | 3.6 | 7200000 | 7.2 | 960 | 3.75 |  | 11.1196 | 0.79426 | 0
2014-04-28 | 0.8 | 0.08 | 25.54 | 0.54 | 25.54 | 125600 | 18847.4641 | 0.018847 | 400 | 0.4 | 800000 | 0.8 | 960 | 3.75 |  | 4.5688 | 0.32635 | 0
2014-04-29 | 0.1 | 0.01 | 25.01 | 0.54 | 25.01 | 125600 | 2355.933 | 0.0023559 | 50 | 0.05 | 100000 | 0.1 | 960 | 3.75 |  | 3.8524 | 0.27517 | 0
2014-04-30 | 0 | 0 | 24.47 | 0.54 | 24.47 | 125600 | 0 | 0 | 0 | 0 | 0 | 0 | 960 | 3.75 |  | 3.75 | 0.26786 | 0
2014-05-01 | 0 | 0 | 23.93 | 0.54 | 23.93 | 125600 | 0 | 0 | 0 | 0 | 0 | 0 | 960 | 3.75 |  | 3.75 | 0.26786 | 0
2014-05-02 | 2 | 0.2 | 23.59 | 0.54 | 23.59 | 125600 | 47118.6602 | 0.047119 | 1000 | 1 | 2000000 | 2 | 960 | 3.75 |  | 5.7971 | 0.41408 | 0
2014-05-03 | 4.6 | 0.46 | 23.51 | 0.54 | 23.51 | 125600 | 108372.9184 | 0.10837 | 2300 | 2.3 | 4600000 | 4.6 | 960 | 3.75 |  | 8.4584 | 0.60417 | 0
2014-05-04 | 3.8 | 0.38 | 23.35 | 0.54 | 23.35 | 125600 | 89525.4544 | 0.089525 | 1900 | 1.9 | 3800000 | 3.8 | 960 | 3.75 |  | 7.6395 | 0.54568 | 0
2014-05-05 | 0 | 0 | 22.81 | 0.54 | 22.81 | 125600 | 0 | 0 | 0 | 0 | 0 | 0 | 960 | 3.75 |  | 3.75 | 0.26786 | 0
2014-05-06 | 0 | 0 | 22.27 | 0.54 | 22.27 | 125600 | 0 | 0 | 0 | 0 | 0 | 0 | 960 | 3.75 |  | 3.75 | 0.26786 | 0
2014-05-07 | 0 | 0 | 21.73 | 0.54 | 21.73 | 125600 | 0 | 0 | 0 | 0 | 0 | 0 | 960 | 3.75 |  | 3.75 | 0.26786 | 1 | 127
2014-05-08 | 0 | 0 | 21.19 | 0.54 | 21.19 | 125600 | 0 | 0 | 0 | 0 | 0 | 0 | 960 | 3.75 |  | 3.75 | 0.26786 | 0
2014-05-09 | 0 | 0 | 20.65 | 0.54 | 20.65 | 125600 | 0 | 0 | 0 | 0 | 0 | 0 | 960 | 3.75 |  | 3.75 | 0.26786 | 0
2014-05-10 | 0.2 | 0.02 | 20.13 | 0.54 | 20.13 | 125600 | 4711.866 | 0.0047119 | 100 | 0.1 | 200000 | 0.2 | 960 | 3.75 |  | 3.9547 | 0.28248 | 0
2014-05-11 | 0 | 0 | 19.59 | 0.54 | 19.59 | 125600 | 0 | 0 | 0 | 0 | 0 | 0 | 960 | 3.75 |  | 3.75 | 0.26786 | 0
2014-05-12 | 0.2 | 0.02 | 19.07 | 0.54 | 19.07 | 125600 | 4711.866 | 0.0047119 | 100 | 0.1 | 200000 | 0.2 | 960 | 3.75 |  | 3.9547 | 0.28248 | 0
2014-05-13 | 0 | 0 | 18.53 | 0.54 | 18.53 | 125600 | 0 | 0 | 0 | 0 | 0 | 0 | 960 | 3.75 |  | 3.75 | 0.26786 | 0
2014-05-14 | 0 | 0 | 17.99 | 0.54 | 17.99 | 125600 | 0 | 0 | 0 | 0 | 0 | 0 | 960 | 3.75 |  | 3.75 | 0.26786 | 0
2014-05-15 | 0 | 0 | 17.45 | 0.54 | 17.45 | 125600 | 0 | 0 | 0 | 0 | 0 | 0 | 960 | 3.75 |  | 3.75 | 0.26786 | 0
2014-05-16 | 2.8 | 0.28 | 17.19 | 0.54 | 17.19 | 125600 | 65966.1243 | 0.065966 | 1400 | 1.4 | 2800000 | 2.8 | 960 | 3.75 |  | 6.616 | 0.47257 | 0
2014-05-17 | 0 | 0 | 16.65 | 0.54 | 16.65 | 125600 | 0 | 0 | 0 | 0 | 0 | 0 | 960 | 3.75 |  | 3.75 | 0.26786 | 0
2014-05-18 | 0 | 0 | 16.11 | 0.54 | 16.11 | 125600 | 0 | 0 | 0 | 0 | 0 | 0 | 960 | 3.75 |  | 3.75 | 0.26786 | 0
2014-05-19 | 0 | 0 | 15.57 | 0.54 | 15.57 | 125600 | 0 | 0 | 0 | 0 | 0 | 0 | 960 | 3.75 |  | 3.75 | 0.26786 | 0
2014-05-20 | 0 | 0 | 15.03 | 0.54 | 15.03 | 125600 | 0 | 0 | 0 | 0 | 0 | 0 | 960 | 3.75 |  | 3.75 | 0.26786 | 0
2014-05-21 | 8.2 | 0.82 | 15.31 | 0.54 | 15.31 | 125600 | 193186.5068 | 0.19319 | 4100 | 4.1 | 8200000 | 8.2 | 960 | 3.75 |  | 12.1432 | 0.86737 | 0
2014-05-22 | 29.6 | 2.5 | 17.27 | 0.54 | 17.27 | 125600 | 588983.2523 | 0.58898 | 12500 | 12.5 | 25000000 | 25 | 960 | 3.75 |  | 29.339 | 2.0956 | 0
2014-05-23 | 0.8 | 0.08 | 16.81 | 0.54 | 16.81 | 125600 | 18847.4641 | 0.018847 | 400 | 0.4 | 800000 | 0.8 | 960 | 3.75 |  | 4.5688 | 0.32635 | 0
2014-05-24 | 5.2 | 0.52 | 16.79 | 0.54 | 16.79 | 125600 | 122508.5165 | 0.12251 | 2600 | 2.6 | 5200000 | 5.2 | 960 | 3.75 |  | 9.0725 | 0.64804 | 0
2014-05-25 | 23.4 | 2.34 | 18.59 | 0.54 | 18.59 | 125600 | 551288.3242 | 0.55129 | 11700 | 11.7 | 23400000 | 23.4 | 960 | 3.75 |  | 27.7013 | 1.9787 | 0
2014-05-26 | 0 | 0 | 18.05 | 0.54 | 18.05 | 125600 | 0 | 0 | 0 | 0 | 0 | 0 | 960 | 3.75 |  | 3.75 | 0.26786 | 0
2014-05-27 | 4.4 | 0.44 | 17.95 | 0.54 | 17.95 | 125600 | 103661.0524 | 0.10366 | 2200 | 2.2 | 4400000 | 4.4 | 960 | 3.75 |  | 8.2537 | 0.58955 | 0
2014-05-28 | 0 | 0 | 17.41 | 0.54 | 17.41 | 125600 | 0 | 0 | 0 | 0 | 0 | 0 | 960 | 3.75 |  | 3.75 | 0.26786 | 0
2014-05-29 | 0 | 0 | 16.87 | 0.54 | 16.87 | 125600 | 0 | 0 | 0 | 0 | 0 | 0 | 960 | 3.75 |  | 3.75 | 0.26786 | 0
2014-05-30 | 0 | 0 | 16.33 | 0.54 | 16.33 | 125600 | 0 | 0 | 0 | 0 | 0 | 0 | 960 | 3.75 |  | 3.75 | 0.26786 | 0
2014-05-31 | 0 | 0 | 15.79 | 0.54 | 15.79 | 125600 | 0 | 0 | 0 | 0 | 0 | 0 | 960 | 3.75 |  | 3.75 | 0.26786 | 0
2014-06-01 | 0 | 0 | 15.25 | 0.54 | 15.25 | 125600 | 0 | 0 | 0 | 0 | 0 | 0 | 960 | 3.75 |  | 3.75 | 0.26786 | 0
2014-06-02 | 0 | 0 | 14.71 | 0.54 | 14.71 | 125600 | 0 | 0 | 0 | 0 | 0 | 0 | 960 | 3.75 |  | 3.75 | 0.26786 | 0
2014-06-03 | 0 | 0 | 14.17 | 0.54 | 14.17 | 125600 | 0 | 0 | 0 | 0 | 0 | 0 | 960 | 3.75 |  | 3.75 | 0.26786 | 0
2014-06-04 | 0 | 0 | 13.63 | 0.54 | 13.63 | 125600 | 0 | 0 | 0 | 0 | 0 | 0 | 960 | 3.75 |  | 3.75 | 0.26786 | 0
2014-06-05 | 0 | 0 | 13.09 | 0.54 | 13.09 | 125600 | 0 | 0 | 0 | 0 | 0 | 0 | 960 | 3.75 |  | 3.75 | 0.26786 | 0
2014-06-06 | 0 | 0 | 12.55 | 0.54 | 12.55 | 125600 | 0 | 0 | 0 | 0 | 0 | 0 | 960 | 3.75 |  | 3.75 | 0.26786 | 0
2014-06-07 | 0 | 0 | 12.01 | 0.54 | 12.01 | 125600 | 0 | 0 | 0 | 0 | 0 | 0 | 960 | 3.75 |  | 3.75 | 0.26786 | 0
2014-06-08 | 0.2 | 0.02 | 11.49 | 0.54 | 11.49 | 125600 | 4711.866 | 0.0047119 | 100 | 0.1 | 200000 | 0.2 | 960 | 3.75 |  | 3.9547 | 0.28248 | 0
2014-06-09 | 0 | 0 | 10.95 | 0.54 | 10.95 | 125600 | 0 | 0 | 0 | 0 | 0 | 0 | 960 | 3.75 |  | 3.75 | 0.26786 | 0
2014-06-10 | 0 | 0 | 10.41 | 0.54 | 10.41 | 125600 | 0 | 0 | 0 | 0 | 0 | 0 | 960 | 3.75 |  | 3.75 | 0.26786 | 0
2014-06-11 | 0 | 0 | 9.87 | 0.54 | 9.87 | 125600 | 0 | 0 | 0 | 0 | 0 | 0 | 960 | 3.75 |  | 3.75 | 0.26786 | 0
2014-06-12 | 0 | 0 | 9.33 | 0.54 | 9.33 | 125600 | 0 | 0 | 0 | 0 | 0 | 0 | 960 | 3.75 |  | 3.75 | 0.26786 | 0
2014-06-13 | 0 | 0 | 8.79 | 0.54 | 8.79 | 125600 | 0 | 0 | 0 | 0 | 0 | 0 | 960 | 3.75 |  | 3.75 | 0.26786 | 0
2014-06-14 | 3.6 | 0.36 | 8.61 | 0.54 | 8.61 | 125600 | 84813.5883 | 0.084814 | 1800 | 1.8 | 3600000 | 3.6 | 960 | 3.75 |  | 7.4348 | 0.53106 | 0
2014-06-15 | 0 | 0 | 8.07 | 0.54 | 8.07 | 125600 | 0 | 0 | 0 | 0 | 0 | 0 | 960 | 3.75 |  | 3.75 | 0.26786 | 0
2014-06-16 | 0 | 0 | 7.53 | 0.54 | 7.53 | 125600 | 0 | 0 | 0 | 0 | 0 | 0 | 960 | 3.75 |  | 3.75 | 0.26786 | 0
2014-06-17 | 0 | 0 | 6.99 | 0.54 | 6.99 | 125600 | 0 | 0 | 0 | 0 | 0 | 0 | 960 | 3.75 |  | 3.75 | 0.26786 | 0
2014-06-18 | 1.6 | 0.16 | 6.61 | 0.54 | 6.61 | 125600 | 37694.9281 | 0.037695 | 800 | 0.8 | 1600000 | 1.6 | 960 | 3.75 |  | 5.3877 | 0.38484 | 0
2014-06-19 | 20.8 | 2.08 | 8.15 | 0.54 | 8.15 | 125600 | 490034.0659 | 0.49003 | 10400 | 10.4 | 20800000 | 20.8 | 960 | 3.75 |  | 25.04 | 1.7886 | 0
2014-06-20 | 3.2 | 0.32 | 7.93 | 0.54 | 7.93 | 125600 | 75389.8563 | 0.07539 | 1600 | 1.6 | 3200000 | 3.2 | 960 | 3.75 |  | 7.0254 | 0.50181 | 0
2014-06-21 | 1.2 | 0.12 | 7.51 | 0.54 | 7.51 | 125600 | 28271.1961 | 0.028271 | 600 | 0.6 | 1200000 | 1.2 | 960 | 3.75 |  | 4.9783 | 0.35559 | 0
2014-06-22 | 0 | 0 | 6.97 | 0.54 | 6.97 | 125600 | 0 | 0 | 0 | 0 | 0 | 0 | 960 | 3.75 |  | 3.75 | 0.26786 | 0
2014-06-23 | 15.4 | 1.54 | 7.97 | 0.54 | 7.97 | 125600 | 362813.6834 | 0.36281 | 7700 | 7.7 | 15400000 | 15.4 | 960 | 3.75 |  | 19.5128 | 1.3938 | 0
2014-06-24 | 1.2 | 0.12 | 7.55 | 0.54 | 7.55 | 125600 | 28271.1961 | 0.028271 | 600 | 0.6 | 1200000 | 1.2 | 960 | 3.75 |  | 4.9783 | 0.35559 | 0
2014-06-25 | 0 | 0 | 7.01 | 0.54 | 7.01 | 125600 | 0 | 0 | 0 | 0 | 0 | 0 | 960 | 3.75 |  | 3.75 | 0.26786 | 0
2014-06-26 | 5.8 | 0.58 | 7.05 | 0.54 | 7.05 | 125600 | 136644.1145 | 0.13664 | 2900 | 2.9 | 5800000 | 5.8 | 960 | 3.75 |  | 9.6866 | 0.6919 | 0
2014-06-27 | 20.4 | 2.04 | 8.55 | 0.54 | 8.55 | 125600 | 480610.3339 | 0.48061 | 10200 | 10.2 | 20400000 | 20.4 | 960 | 3.75 |  | 24.6306 | 1.7593 | 0
2014-06-28 | 20.4 | 2.04 | 10.05 | 0.54 | 10.05 | 125600 | 480610.3339 | 0.48061 | 10200 | 10.2 | 20400000 | 20.4 | 960 | 3.75 |  | 24.6306 | 1.7593 | 0
2014-06-29 | 0.6 | 0.06 | 9.57 | 0.54 | 9.57 | 125600 | 14135.5981 | 0.014136 | 300 | 0.3 | 600000 | 0.6 | 960 | 3.75 |  | 4.3641 | 0.31172 | 0
2014-06-30 | 0 | 0 | 9.03 | 0.54 | 9.03 | 125600 | 0 | 0 | 0 | 0 | 0 | 0 | 960 | 3.75 |  | 3.75 | 0.26786 | 0
2014-07-01 | 0 | 0 | 8.49 | 0.54 | 8.49 | 125600 | 0 | 0 | 0 | 0 | 0 | 0 | 960 | 3.75 |  | 3.75 | 0.26786 | 0
2014-07-02 | 1.8 | 0.18 | 8.13 | 0.54 | 8.13 | 125600 | 42406.7942 | 0.042407 | 900 | 0.9 | 1800000 | 1.8 | 960 | 3.75 |  | 5.5924 | 0.39946 | 0
2014-07-03 | 6.2 | 0.62 | 8.21 | 0.54 | 8.21 | 125600 | 146067.8466 | 0.14607 | 3100 | 3.1 | 6200000 | 6.2 | 960 | 3.75 |  | 10.0961 | 0.72115 | 0
2014-07-04 | 9.4 | 0.94 | 8.61 | 0.54 | 8.61 | 125600 | 221457.7029 | 0.22146 | 4700 | 4.7 | 9400000 | 9.4 | 960 | 3.75 |  | 13.3715 | 0.9551 | 0
2014-07-05 | 26.6 | 2.5 | 10.57 | 0.54 | 10.57 | 125600 | 588983.2523 | 0.58898 | 12500 | 12.5 | 25000000 | 25 | 960 | 3.75 |  | 29.339 | 2.0956 | 0
2014-07-06 | 13.6 | 1.36 | 11.39 | 0.54 | 11.39 | 125600 | 320406.8893 | 0.32041 | 6800 | 6.8 | 13600000 | 13.6 | 960 | 3.75 |  | 17.6704 | 1.2622 | 0
2014-07-07 | 0 | 0 | 10.85 | 0.54 | 10.85 | 125600 | 0 | 0 | 0 | 0 | 0 | 0 | 960 | 3.75 |  | 3.75 | 0.26786 | 0
2014-07-08 | 0 | 0 | 10.31 | 0.54 | 10.31 | 125600 | 0 | 0 | 0 | 0 | 0 | 0 | 960 | 3.75 |  | 3.75 | 0.26786 | 0
2014-07-09 | 0 | 0 | 9.77 | 0.54 | 9.77 | 125600 | 0 | 0 | 0 | 0 | 0 | 0 | 960 | 3.75 |  | 3.75 | 0.26786 | 0
2014-07-10 | 0 | 0 | 9.23 | 0.54 | 9.23 | 125600 | 0 | 0 | 0 | 0 | 0 | 0 | 960 | 3.75 |  | 3.75 | 0.26786 | 0
2014-07-11 | 0 | 0 | 8.69 | 0.54 | 8.69 | 125600 | 0 | 0 | 0 | 0 | 0 | 0 | 960 | 3.75 |  | 3.75 | 0.26786 | 0
2014-07-12 | 0 | 0 | 8.15 | 0.54 | 8.15 | 125600 | 0 | 0 | 0 | 0 | 0 | 0 | 960 | 3.75 |  | 3.75 | 0.26786 | 0
2014-07-13 | 0 | 0 | 7.61 | 0.54 | 7.61 | 125600 | 0 | 0 | 0 | 0 | 0 | 0 | 960 | 3.75 |  | 3.75 | 0.26786 | 0
2014-07-14 | 0 | 0 | 7.07 | 0.54 | 7.07 | 125600 | 0 | 0 | 0 | 0 | 0 | 0 | 960 | 3.75 |  | 3.75 | 0.26786 | 0
2014-07-15 | 0 | 0 | 6.53 | 0.54 | 6.53 | 125600 | 0 | 0 | 0 | 0 | 0 | 0 | 960 | 3.75 |  | 3.75 | 0.26786 | 0
2014-07-16 | 0 | 0 | 5.99 | 0.54 | 5.99 | 125600 | 0 | 0 | 0 | 0 | 0 | 0 | 960 | 3.75 |  | 3.75 | 0.26786 | 0
2014-07-17 | 0 | 0 | 5.45 | 0.54 | 5.45 | 125600 | 0 | 0 | 0 | 0 | 0 | 0 | 960 | 3.75 |  | 3.75 | 0.26786 | 0
2014-07-18 | 37 | 2.5 | 7.41 | 0.54 | 7.41 | 125600 | 588983.2523 | 0.58898 | 12500 | 12.5 | 25000000 | 25 | 960 | 3.75 |  | 29.339 | 2.0956 | 0
2014-07-19 | 1.8 | 0.18 | 7.05 | 0.54 | 7.05 | 125600 | 42406.7942 | 0.042407 | 900 | 0.9 | 1800000 | 1.8 | 960 | 3.75 |  | 5.5924 | 0.39946 | 0
2014-07-20 | 0 | 0 | 6.51 | 0.54 | 6.51 | 125600 | 0 | 0 | 0 | 0 | 0 | 0 | 960 | 3.75 |  | 3.75 | 0.26786 | 0
2014-07-21 | 0 | 0 | 5.97 | 0.54 | 5.97 | 125600 | 0 | 0 | 0 | 0 | 0 | 0 | 960 | 3.75 |  | 3.75 | 0.26786 | 0
2014-07-22 | 8 | 0.8 | 6.23 | 0.54 | 6.23 | 125600 | 188474.6407 | 0.18847 | 4000 | 4 | 8000000 | 8 | 960 | 3.75 |  | 11.9385 | 0.85275 | 0
2014-07-23 | 18.2 | 1.82 | 7.51 | 0.54 | 7.51 | 125600 | 428779.8077 | 0.42878 | 9100 | 9.1 | 18200000 | 18.2 | 960 | 3.75 |  | 22.3788 | 1.5985 | 0
2014-07-24 | 0.6 | 0.06 | 7.03 | 0.54 | 7.03 | 125600 | 14135.5981 | 0.014136 | 300 | 0.3 | 600000 | 0.6 | 960 | 3.75 |  | 4.3641 | 0.31172 | 0
2014-07-25 | 0 | 0 | 6.49 | 0.54 | 6.49 | 125600 | 0 | 0 | 0 | 0 | 0 | 0 | 960 | 3.75 |  | 3.75 | 0.26786 | 0
2014-07-26 | 0 | 0 | 5.95 | 0.54 | 5.95 | 125600 | 0 | 0 | 0 | 0 | 0 | 0 | 960 | 3.75 |  | 3.75 | 0.26786 | 0
2014-07-27 | 0 | 0 | 5.41 | 0.54 | 5.41 | 125600 | 0 | 0 | 0 | 0 | 0 | 0 | 960 | 3.75 |  | 3.75 | 0.26786 | 0
2014-07-28 | 0 | 0 | 4.87 | 0.54 | 4.87 | 125600 | 0 | 0 | 0 | 0 | 0 | 0 | 960 | 3.75 |  | 3.75 | 0.26786 | 0
2014-07-29 | 0 | 0 | 4.33 | 0.54 | 4.33 | 125600 | 0 | 0 | 0 | 0 | 0 | 0 | 960 | 3.75 |  | 3.75 | 0.26786 | 0
2014-07-30 | 0 | 0 | 3.79 | 0.54 | 3.79 | 125600 | 0 | 0 | 0 | 0 | 0 | 0 | 960 | 3.75 |  | 3.75 | 0.26786 | 0
2014-07-31 | 0 | 0 | 3.25 | 0.54 | 3.25 | 125600 | 0 | 0 | 0 | 0 | 0 | 0 | 960 | 3.75 |  | 3.75 | 0.26786 | 0
2014-08-01 | 0 | 0 | 2.71 | 0.54 | 2.71 | 125600 | 0 | 0 | 0 | 0 | 0 | 0 | 960 | 3.75 |  | 3.75 | 0.26786 | 0
2014-08-02 | 0 | 0 | 2.17 | 0.54 | 2.17 | 125600 | 0 | 0 | 0 | 0 | 0 | 0 | 960 | 3.75 |  | 3.75 | 0.26786 | 0
2014-08-03 | 0 | 0 | 1.63 | 0.54 | 1.63 | 125600 | 0 | 0 | 0 | 0 | 0 | 0 | 960 | 3.75 |  | 3.75 | 0.26786 | 0
2014-08-04 | 0 | 0 | 1.09 | 0.54 | 1.09 | 125600 | 0 | 0 | 0 | 0 | 0 | 0 | 960 | 3.75 |  | 3.75 | 0.26786 | 0
2014-08-05 | 0 | 0 | 0.55 | 0.54 | 0.55 | 125600 | 0 | 0 | 0 | 0 | 0 | 0 | 960 | 3.75 |  | 3.75 | 0.26786 | 0
2014-08-06 | 0 | 0 | 0.01 | 0.54 | 0.01 | 125600 | 0 | 0 | 0 | 0 | 0 | 0 | 960 | 3.75 |  | 3.75 | 0.26786 | 0
2014-08-07 | 0 | 0 | 0 | 0.54 | 0 | 125600 | 0 | 0 | 0 | 0 | 0 | 0 | 960 | 3.75 |  | 3.75 | 0.26786 | 0
2014-08-08 | 0 | 0 | 0 | 0.54 | 0 | 125600 | 0 | 0 | 0 | 0 | 0 | 0 | 960 | 3.75 |  | 3.75 | 0.26786 | 0
2014-08-09 | 0 | 0 | 0 | 0.54 | 0 | 125600 | 0 | 0 | 0 | 0 | 0 | 0 | 960 | 3.75 |  | 3.75 | 0.26786 | 0
2014-08-10 | 0 | 0 | 0 | 0.54 | 0 | 125600 | 0 | 0 | 0 | 0 | 0 | 0 | 960 | 3.75 |  | 3.75 | 0.26786 | 0
2014-08-11 | 0 | 0 | 0 | 0.54 | 0 | 125600 | 0 | 0 | 0 | 0 | 0 | 0 | 960 | 3.75 |  | 3.75 | 0.26786 | 0
2014-08-12 | 0 | 0 | 0 | 0.54 | 0 | 125600 | 0 | 0 | 0 | 0 | 0 | 0 | 960 | 3.75 |  | 3.75 | 0.26786 | 0
2014-08-13 | 0 | 0 | 0 | 0.54 | 0 | 125600 | 0 | 0 | 0 | 0 | 0 | 0 | 960 | 3.75 |  | 3.75 | 0.26786 | 0
2014-08-14 | 0 | 0 | 0 | 0.54 | 0 | 125600 | 0 | 0 | 0 | 0 | 0 | 0 | 960 | 3.75 |  | 3.75 | 0.26786 | 0
2014-08-15 | 0 | 0 | 0 | 0.54 | 0 | 125600 | 0 | 0 | 0 | 0 | 0 | 0 | 960 | 3.75 |  | 3.75 | 0.26786 | 0
2014-08-16 | 0 | 0 | 0 | 0.54 | 0 | 125600 | 0 | 0 | 0 | 0 | 0 | 0 | 960 | 3.75 |  | 3.75 | 0.26786 | 0
2014-08-17 | 0 | 0 | 0 | 0.54 | 0 | 125600 | 0 | 0 | 0 | 0 | 0 | 0 | 960 | 3.75 |  | 3.75 | 0.26786 | 0
2014-08-18 | 0 | 0 | 0 | 0.54 | 0 | 125600 | 0 | 0 | 0 | 0 | 0 | 0 | 960 | 3.75 |  | 3.75 | 0.26786 | 0
2014-08-19 | 0 | 0 | 0 | 0.54 | 0 | 125600 | 0 | 0 | 0 | 0 | 0 | 0 | 960 | 3.75 |  | 3.75 | 0.26786 | 0
2014-08-20 | 0 | 0 | 0 | 0.54 | 0 | 125600 | 0 | 0 | 0 | 0 | 0 | 0 | 960 | 3.75 |  | 3.75 | 0.26786 | 0
2014-08-21 | 0 | 0 | 0 | 0.54 | 0 | 125600 | 0 | 0 | 0 | 0 | 0 | 0 | 960 | 3.75 |  | 3.75 | 0.26786 | 0
2014-08-22 | 0 | 0 | 0 | 0.54 | 0 | 125600 | 0 | 0 | 0 | 0 | 0 | 0 | 960 | 3.75 |  | 3.75 | 0.26786 | 0
2014-08-23 | 0 | 0 | 0 | 0.54 | 0 | 125600 | 0 | 0 | 0 | 0 | 0 | 0 | 960 | 3.75 |  | 3.75 | 0.26786 | 0
2014-08-24 | 0 | 0 | 0 | 0.54 | 0 | 125600 | 0 | 0 | 0 | 0 | 0 | 0 | 960 | 3.75 |  | 3.75 | 0.26786 | 0
2014-08-25 | 0 | 0 | 0 | 0.54 | 0 | 125600 | 0 | 0 | 0 | 0 | 0 | 0 | 960 | 3.75 |  | 3.75 | 0.26786 | 0
2014-08-26 | 0 | 0 | 0 | 0.54 | 0 | 125600 | 0 | 0 | 0 | 0 | 0 | 0 | 960 | 3.75 |  | 3.75 | 0.26786 | 0
2014-08-27 | 0 | 0 | 0 | 0.54 | 0 | 125600 | 0 | 0 | 0 | 0 | 0 | 0 | 960 | 3.75 |  | 3.75 | 0.26786 | 0
2014-08-28 | 0.4 | 0.04 | 0 | 0.54 | 0 | 125600 | 9423.732 | 0.0094237 | 200 | 0.2 | 400000 | 0.4 | 960 | 3.75 |  | 4.1594 | 0.2971 | 0
2014-08-29 | 7.8 | 0.78 | 0.24 | 0.54 | 0.24 | 125600 | 183762.7747 | 0.18376 | 3900 | 3.9 | 7800000 | 7.8 | 960 | 3.75 |  | 11.7338 | 0.83813 | 0
2014-08-30 | 3.6 | 0.36 | 0.06 | 0.54 | 0.06 | 125600 | 84813.5883 | 0.084814 | 1800 | 1.8 | 3600000 | 3.6 | 960 | 3.75 |  | 7.4348 | 0.53106 | 0
2014-08-31 | 10.6 | 1.06 | 0.58 | 0.54 | 0.58 | 125600 | 249728.899 | 0.24973 | 5300 | 5.3 | 10600000 | 10.6 | 960 | 3.75 |  | 14.5997 | 1.0428 | 0
2014-09-01 | 3.2 | 0.32 | 0.36 | 0.54 | 0.36 | 125600 | 75389.8563 | 0.07539 | 1600 | 1.6 | 3200000 | 3.2 | 960 | 3.75 |  | 7.0254 | 0.50181 | 0
2014-09-02 | 6.2 | 0.62 | 0.44 | 0.54 | 0.44 | 125600 | 146067.8466 | 0.14607 | 3100 | 3.1 | 6200000 | 6.2 | 960 | 3.75 |  | 10.0961 | 0.72115 | 0
2014-09-03 | 0 | 0 | 0 | 0.54 | 0 | 125600 | 0 | 0 | 0 | 0 | 0 | 0 | 960 | 3.75 |  | 3.75 | 0.26786 | 0
2014-09-04 | 0 | 0 | 0 | 0.54 | 0 | 125600 | 0 | 0 | 0 | 0 | 0 | 0 | 960 | 3.75 |  | 3.75 | 0.26786 | 0
2014-09-05 | 0 | 0 | 0 | 0.54 | 0 | 125600 | 0 | 0 | 0 | 0 | 0 | 0 | 960 | 3.75 |  | 3.75 | 0.26786 | 0
2014-09-06 | 0 | 0 | 0 | 0.54 | 0 | 125600 | 0 | 0 | 0 | 0 | 0 | 0 | 960 | 3.75 |  | 3.75 | 0.26786 | 0
2014-09-07 | 0 | 0 | 0 | 0.54 | 0 | 125600 | 0 | 0 | 0 | 0 | 0 | 0 | 960 | 3.75 |  | 3.75 | 0.26786 | 0
2014-09-08 | 0 | 0 | 0 | 0.54 | 0 | 125600 | 0 | 0 | 0 | 0 | 0 | 0 | 960 | 3.75 |  | 3.75 | 0.26786 | 0
2014-09-09 | 0 | 0 | 0 | 0.54 | 0 | 125600 | 0 | 0 | 0 | 0 | 0 | 0 | 960 | 3.75 |  | 3.75 | 0.26786 | 0
2014-09-10 | 0 | 0 | 0 | 0.54 | 0 | 125600 | 0 | 0 | 0 | 0 | 0 | 0 | 960 | 3.75 |  | 3.75 | 0.26786 | 0
2014-09-11 | 0 | 0 | 0 | 0.54 | 0 | 125600 | 0 | 0 | 0 | 0 | 0 | 0 | 960 | 3.75 |  | 3.75 | 0.26786 | 0
2014-09-12 | 0 | 0 | 0 | 0.54 | 0 | 125600 | 0 | 0 | 0 | 0 | 0 | 0 | 960 | 3.75 |  | 3.75 | 0.26786 | 0
2014-09-13 | 0 | 0 | 0 | 0.54 | 0 | 125600 | 0 | 0 | 0 | 0 | 0 | 0 | 960 | 3.75 |  | 3.75 | 0.26786 | 0
2014-09-14 | 0 | 0 | 0 | 0.54 | 0 | 125600 | 0 | 0 | 0 | 0 | 0 | 0 | 960 | 3.75 |  | 3.75 | 0.26786 | 0
2014-09-15 | 0 | 0 | 0 | 0.54 | 0 | 125600 | 0 | 0 | 0 | 0 | 0 | 0 | 960 | 3.75 |  | 3.75 | 0.26786 | 0
2014-09-16 | 0 | 0 | 0 | 0.54 | 0 | 125600 | 0 | 0 | 0 | 0 | 0 | 0 | 960 | 3.75 |  | 3.75 | 0.26786 | 0
2014-09-17 | 0 | 0 | 0 | 0.54 | 0 | 125600 | 0 | 0 | 0 | 0 | 0 | 0 | 960 | 3.75 |  | 3.75 | 0.26786 | 0
2014-09-18 | 26.4 | 2.5 | 1.96 | 0.54 | 1.96 | 125600 | 588983.2523 | 0.58898 | 12500 | 12.5 | 25000000 | 25 | 960 | 3.75 |  | 29.339 | 2.0956 | 0
2014-09-19 | 0.4 | 0.04 | 1.46 | 0.54 | 1.46 | 125600 | 9423.732 | 0.0094237 | 200 | 0.2 | 400000 | 0.4 | 960 | 3.75 |  | 4.1594 | 0.2971 | 0
2014-09-20 | 0 | 0 | 0.92 | 0.54 | 0.92 | 125600 | 0 | 0 | 0 | 0 | 0 | 0 | 960 | 3.75 |  | 3.75 | 0.26786 | 0
2014-09-21 | 2 | 0.2 | 0.58 | 0.54 | 0.58 | 125600 | 47118.6602 | 0.047119 | 1000 | 1 | 2000000 | 2 | 960 | 3.75 |  | 5.7971 | 0.41408 | 0
2014-09-22 | 12.4 | 1.24 | 1.28 | 0.54 | 1.28 | 125600 | 292135.6932 | 0.29214 | 6200 | 6.2 | 12400000 | 12.4 | 960 | 3.75 |  | 16.4421 | 1.1744 | 0
2014-09-23 | 29.4 | 2.5 | 3.24 | 0.54 | 3.24 | 125600 | 588983.2523 | 0.58898 | 12500 | 12.5 | 25000000 | 25 | 960 | 3.75 |  | 29.339 | 2.0956 | 0
2014-09-24 | 1.6 | 0.16 | 2.86 | 0.54 | 2.86 | 125600 | 37694.9281 | 0.037695 | 800 | 0.8 | 1600000 | 1.6 | 960 | 3.75 |  | 5.3877 | 0.38484 | 0
2014-09-25 | 0.6 | 0.06 | 2.38 | 0.54 | 2.38 | 125600 | 14135.5981 | 0.014136 | 300 | 0.3 | 600000 | 0.6 | 960 | 3.75 |  | 4.3641 | 0.31172 | 0
2014-09-26 | 8.2 | 0.82 | 2.66 | 0.54 | 2.66 | 125600 | 193186.5068 | 0.19319 | 4100 | 4.1 | 8200000 | 8.2 | 960 | 3.75 |  | 12.1432 | 0.86737 | 0
2014-09-27 | 0 | 0 | 2.12 | 0.54 | 2.12 | 125600 | 0 | 0 | 0 | 0 | 0 | 0 | 960 | 3.75 |  | 3.75 | 0.26786 | 0
2014-09-28 | 12.4 | 1.24 | 2.82 | 0.54 | 2.82 | 125600 | 292135.6932 | 0.29214 | 6200 | 6.2 | 12400000 | 12.4 | 960 | 3.75 |  | 16.4421 | 1.1744 | 0
2014-09-29 | 5.6 | 0.56 | 2.84 | 0.54 | 2.84 | 125600 | 131932.2485 | 0.13193 | 2800 | 2.8 | 5600000 | 5.6 | 960 | 3.75 |  | 9.4819 | 0.67728 | 0
2014-09-30 | 0 | 0 | 2.3 | 0.54 | 2.3 | 125600 | 0 | 0 | 0 | 0 | 0 | 0 | 960 | 3.75 |  | 3.75 | 0.26786 | 0
2014-10-01 | 0 | 0 | 1.76 | 0.54 | 1.76 | 125600 | 0 | 0 | 0 | 0 | 0 | 0 | 960 | 3.75 |  | 3.75 | 0.26786 | 0
2014-10-02 | 0 | 0 | 1.22 | 0.54 | 1.22 | 125600 | 0 | 0 | 0 | 0 | 0 | 0 | 960 | 3.75 |  | 3.75 | 0.26786 | 0
2014-10-03 | 57.8 | 2.5 | 3.18 | 0.54 | 3.18 | 125600 | 588983.2523 | 0.58898 | 12500 | 12.5 | 25000000 | 25 | 960 | 3.75 |  | 29.339 | 2.0956 | 0
2014-10-04 | 6 | 0.6 | 3.24 | 0.54 | 3.24 | 125600 | 141355.9806 | 0.14136 | 3000 | 3 | 6000000 | 6 | 960 | 3.75 |  | 9.8914 | 0.70653 | 0
2014-10-05 | 9.2 | 0.92 | 3.62 | 0.54 | 3.62 | 125600 | 216745.8369 | 0.21675 | 4600 | 4.6 | 9200000 | 9.2 | 960 | 3.75 |  | 13.1667 | 0.94048 | 0
2014-10-06 | 0.4 | 0.04 | 3.12 | 0.54 | 3.12 | 125600 | 9423.732 | 0.0094237 | 200 | 0.2 | 400000 | 0.4 | 960 | 3.75 |  | 4.1594 | 0.2971 | 0
2014-10-07 | 0 | 0 | 2.58 | 0.54 | 2.58 | 125600 | 0 | 0 | 0 | 0 | 0 | 0 | 960 | 3.75 |  | 3.75 | 0.26786 | 0
2014-10-08 | 1.4 | 0.14 | 2.18 | 0.54 | 2.18 | 125600 | 32983.0621 | 0.032983 | 700 | 0.7 | 1400000 | 1.4 | 960 | 3.75 |  | 5.183 | 0.37021 | 0
2014-10-09 | 1.8 | 0.18 | 1.82 | 0.54 | 1.82 | 125600 | 42406.7942 | 0.042407 | 900 | 0.9 | 1800000 | 1.8 | 960 | 3.75 |  | 5.5924 | 0.39946 | 0
2014-10-10 | 17.8 | 1.78 | 3.06 | 0.54 | 3.06 | 125600 | 419356.0757 | 0.41936 | 8900 | 8.9 | 17800000 | 17.8 | 960 | 3.75 |  | 21.9694 | 1.5692 | 0
2014-10-11 | 15.4 | 1.54 | 4.06 | 0.54 | 4.06 | 125600 | 362813.6834 | 0.36281 | 7700 | 7.7 | 15400000 | 15.4 | 960 | 3.75 |  | 19.5128 | 1.3938 | 0
2014-10-12 | 33 | 2.5 | 6.02 | 0.54 | 6.02 | 125600 | 588983.2523 | 0.58898 | 12500 | 12.5 | 25000000 | 25 | 960 | 3.75 |  | 29.339 | 2.0956 | 0
2014-10-13 | 31.4 | 2.5 | 7.98 | 0.54 | 7.98 | 125600 | 588983.2523 | 0.58898 | 12500 | 12.5 | 25000000 | 25 | 960 | 3.75 |  | 29.339 | 2.0956 | 0
2014-10-14 | 28.4 | 2.5 | 9.94 | 0.54 | 9.94 | 125600 | 588983.2523 | 0.58898 | 12500 | 12.5 | 25000000 | 25 | 960 | 3.75 |  | 29.339 | 2.0956 | 0
2014-10-15 | 6.4 | 0.64 | 10.04 | 0.54 | 10.04 | 125600 | 150779.7126 | 0.15078 | 3200 | 3.2 | 6400000 | 6.4 | 960 | 3.75 |  | 10.3008 | 0.73577 | 0
2014-10-16 | 17.2 | 1.72 | 11.22 | 0.54 | 11.22 | 125600 | 405220.4776 | 0.40522 | 8600 | 8.6 | 17200000 | 17.2 | 960 | 3.75 |  | 21.3552 | 1.5254 | 0
2014-10-17 | 27 | 2.5 | 13.18 | 0.54 | 13.18 | 125600 | 588983.2523 | 0.58898 | 12500 | 12.5 | 25000000 | 25 | 960 | 3.75 |  | 29.339 | 2.0956 | 0
2014-10-18 | 16.8 | 1.68 | 14.32 | 0.54 | 14.32 | 125600 | 395796.7456 | 0.3958 | 8400 | 8.4 | 16800000 | 16.8 | 960 | 3.75 |  | 20.9458 | 1.4961 | 0
2014-10-19 | 46.2 | 2.5 | 16.28 | 0.54 | 16.28 | 125600 | 588983.2523 | 0.58898 | 12500 | 12.5 | 25000000 | 25 | 960 | 3.75 |  | 29.339 | 2.0956 | 0
2014-10-20 | 10.8 | 1.08 | 16.82 | 0.54 | 16.82 | 125600 | 254440.765 | 0.25444 | 5400 | 5.4 | 10800000 | 10.8 | 960 | 3.75 |  | 14.8044 | 1.0575 | 0
2014-10-21 | 40.2 | 2.5 | 18.78 | 0.54 | 18.78 | 125600 | 588983.2523 | 0.58898 | 12500 | 12.5 | 25000000 | 25 | 960 | 3.75 |  | 29.339 | 2.0956 | 0
2014-10-22 | 21.4 | 2.14 | 20.38 | 0.54 | 20.38 | 125600 | 504169.664 | 0.50417 | 10700 | 10.7 | 21400000 | 21.4 | 960 | 3.75 |  | 25.6542 | 1.8324 | 0
2014-10-23 | 9.4 | 0.94 | 20.78 | 0.54 | 20.78 | 125600 | 221457.7029 | 0.22146 | 4700 | 4.7 | 9400000 | 9.4 | 960 | 3.75 |  | 13.3715 | 0.9551 | 0
2014-10-24 | 1.6 | 0.16 | 20.4 | 0.54 | 20.4 | 125600 | 37694.9281 | 0.037695 | 800 | 0.8 | 1600000 | 1.6 | 960 | 3.75 |  | 5.3877 | 0.38484 | 0
2014-10-25 | 21.8 | 2.18 | 22.04 | 0.54 | 22.04 | 125600 | 513593.396 | 0.51359 | 10900 | 10.9 | 21800000 | 21.8 | 960 | 3.75 |  | 26.0636 | 1.8617 | 0
2014-10-26 | 2.4 | 0.24 | 21.74 | 0.54 | 21.74 | 125600 | 56542.3922 | 0.056542 | 1200 | 1.2 | 2400000 | 2.4 | 960 | 3.75 |  | 6.2065 | 0.44332 | 0
2014-10-27 | 33.6 | 2.5 | 23.7 | 0.54 | 23.7 | 125600 | 588983.2523 | 0.58898 | 12500 | 12.5 | 25000000 | 25 | 960 | 3.75 |  | 29.339 | 2.0956 | 1 | 173
2014-10-28 | 24.4 | 2.44 | 25.6 | 0.54 | 25.6 | 125600 | 574847.6543 | 0.57485 | 12200 | 12.2 | 24400000 | 24.4 | 960 | 3.75 |  | 28.7248 | 2.0518 | 0
2014-10-29 | 7 | 0.7 | 25.76 | 0.54 | 25.76 | 125600 | 164915.3106 | 0.16492 | 3500 | 3.5 | 7000000 | 7 | 960 | 3.75 |  | 10.9149 | 0.77964 | 0
2014-10-30 | 9 | 0.9 | 26 | 0.54 | 26 | 125600 | 212033.9708 | 0.21203 | 4500 | 4.5 | 9000000 | 9 | 960 | 3.75 |  | 12.962 | 0.92586 | 0
2014-10-31 | 15 | 1.5 | 26 | 0.54 | 26 | 125600 | 353389.9514 | 0.35339 | 7500 | 7.5 | 15000000 | 15 | 960 | 3.75 |  | 19.1034 | 1.3645 | 0
2014-11-01 | 6.4 | 0.64 | 26 | 0.54 | 26 | 125600 | 150779.7126 | 0.15078 | 3200 | 3.2 | 6400000 | 6.4 | 960 | 3.75 |  | 10.3008 | 0.73577 | 0
2014-11-02 | 37.6 | 2.5 | 26 | 0.54 | 26 | 125600 | 588983.2523 | 0.58898 | 12500 | 12.5 | 25000000 | 25 | 960 | 3.75 |  | 29.339 | 2.0956 | 0
2014-11-03 | 35.2 | 2.5 | 26 | 0.54 | 26 | 125600 | 588983.2523 | 0.58898 | 12500 | 12.5 | 25000000 | 25 | 960 | 3.75 |  | 29.339 | 2.0956 | 0
2014-11-04 | 9 | 0.9 | 26 | 0.54 | 26 | 125600 | 212033.9708 | 0.21203 | 4500 | 4.5 | 9000000 | 9 | 960 | 3.75 |  | 12.962 | 0.92586 | 0
2014-11-05 | 4.4 | 0.44 | 25.9 | 0.54 | 25.9 | 125600 | 103661.0524 | 0.10366 | 2200 | 2.2 | 4400000 | 4.4 | 960 | 3.75 |  | 8.2537 | 0.58955 | 0
2014-11-06 | 20.2 | 2.02 | 26 | 0.54 | 26 | 125600 | 475898.4679 | 0.4759 | 10100 | 10.1 | 20200000 | 20.2 | 960 | 3.75 |  | 24.4259 | 1.7447 | 0
2014-11-07 | 1.4 | 0.14 | 25.6 | 0.54 | 25.6 | 125600 | 32983.0621 | 0.032983 | 700 | 0.7 | 1400000 | 1.4 | 960 | 3.75 |  | 5.183 | 0.37021 | 0
2014-11-08 | 34 | 2.5 | 26 | 0.54 | 26 | 125600 | 588983.2523 | 0.58898 | 12500 | 12.5 | 25000000 | 25 | 960 | 3.75 |  | 29.339 | 2.0956 | 0
2014-11-09 | 0 | 0 | 25.46 | 0.54 | 25.46 | 125600 | 0 | 0 | 0 | 0 | 0 | 0 | 960 | 3.75 |  | 3.75 | 0.26786 | 0
2014-11-10 | 0 | 0 | 24.92 | 0.54 | 24.92 | 125600 | 0 | 0 | 0 | 0 | 0 | 0 | 960 | 3.75 |  | 3.75 | 0.26786 | 0
2014-11-11 | 0 | 0 | 24.38 | 0.54 | 24.38 | 125600 | 0 | 0 | 0 | 0 | 0 | 0 | 960 | 3.75 |  | 3.75 | 0.26786 | 0
2014-11-12 | 0 | 0 | 23.84 | 0.54 | 23.84 | 125600 | 0 | 0 | 0 | 0 | 0 | 0 | 960 | 3.75 |  | 3.75 | 0.26786 | 0
2014-11-13 | 0 | 0 | 23.3 | 0.54 | 23.3 | 125600 | 0 | 0 | 0 | 0 | 0 | 0 | 960 | 3.75 |  | 3.75 | 0.26786 | 0
2014-11-14 | 0 | 0 | 22.76 | 0.54 | 22.76 | 125600 | 0 | 0 | 0 | 0 | 0 | 0 | 960 | 3.75 |  | 3.75 | 0.26786 | 0
2014-11-15 | 0 | 0 | 22.22 | 0.54 | 22.22 | 125600 | 0 | 0 | 0 | 0 | 0 | 0 | 960 | 3.75 |  | 3.75 | 0.26786 | 0
2014-11-16 | 0 | 0 | 21.68 | 0.54 | 21.68 | 125600 | 0 | 0 | 0 | 0 | 0 | 0 | 960 | 3.75 |  | 3.75 | 0.26786 | 0
2014-11-17 | 0 | 0 | 21.14 | 0.54 | 21.14 | 125600 | 0 | 0 | 0 | 0 | 0 | 0 | 960 | 3.75 |  | 3.75 | 0.26786 | 0
2014-11-18 | 0 | 0 | 20.6 | 0.54 | 20.6 | 125600 | 0 | 0 | 0 | 0 | 0 | 0 | 960 | 3.75 |  | 3.75 | 0.26786 | 0
2014-11-19 | 3.4 | 0.34 | 20.4 | 0.54 | 20.4 | 125600 | 80101.7223 | 0.080102 | 1700 | 1.7 | 3400000 | 3.4 | 960 | 3.75 |  | 7.2301 | 0.51644 | 0
2014-11-20 | 29.4 | 2.5 | 22.36 | 0.54 | 22.36 | 125600 | 588983.2523 | 0.58898 | 12500 | 12.5 | 25000000 | 25 | 960 | 3.75 |  | 29.339 | 2.0956 | 0
2014-11-21 | 32.8 | 2.5 | 24.32 | 0.54 | 24.32 | 125600 | 588983.2523 | 0.58898 | 12500 | 12.5 | 25000000 | 25 | 960 | 3.75 |  | 29.339 | 2.0956 | 0
2014-11-22 | 25.6 | 2.5 | 26 | 0.54 | 26 | 125600 | 588983.2523 | 0.58898 | 12500 | 12.5 | 25000000 | 25 | 960 | 3.75 |  | 29.339 | 2.0956 | 0
2014-11-23 | 15.2 | 1.52 | 26 | 0.54 | 26 | 125600 | 358101.8174 | 0.3581 | 7600 | 7.6 | 15200000 | 15.2 | 960 | 3.75 |  | 19.3081 | 1.3792 | 0
2014-11-24 | 60.6 | 2.5 | 26 | 0.54 | 26 | 125600 | 588983.2523 | 0.58898 | 12500 | 12.5 | 25000000 | 25 | 960 | 3.75 |  | 29.339 | 2.0956 | 0
2014-11-25 | 15 | 1.5 | 26 | 0.54 | 26 | 125600 | 353389.9514 | 0.35339 | 7500 | 7.5 | 15000000 | 15 | 960 | 3.75 |  | 19.1034 | 1.3645 | 0
2014-11-26 | 43 | 2.5 | 26 | 0.54 | 26 | 125600 | 588983.2523 | 0.58898 | 12500 | 12.5 | 25000000 | 25 | 960 | 3.75 |  | 29.339 | 2.0956 | 0
2014-11-27 | 15 | 1.5 | 26 | 0.54 | 26 | 125600 | 353389.9514 | 0.35339 | 7500 | 7.5 | 15000000 | 15 | 960 | 3.75 |  | 19.1034 | 1.3645 | 0
2014-11-28 | 0 | 0 | 25.46 | 0.54 | 25.46 | 125600 | 0 | 0 | 0 | 0 | 0 | 0 | 960 | 3.75 |  | 3.75 | 0.26786 | 0
2014-11-29 | 0 | 0 | 24.92 | 0.54 | 24.92 | 125600 | 0 | 0 | 0 | 0 | 0 | 0 | 960 | 3.75 |  | 3.75 | 0.26786 | 0
2014-11-30 | 0 | 0 | 24.38 | 0.54 | 24.38 | 125600 | 0 | 0 | 0 | 0 | 0 | 0 | 960 | 3.75 |  | 3.75 | 0.26786 | 0
2014-12-01 | 0 | 0 | 23.84 | 0.54 | 23.84 | 125600 | 0 | 0 | 0 | 0 | 0 | 0 | 960 | 3.75 |  | 3.75 | 0.26786 | 0
2014-12-02 | 0 | 0 | 23.3 | 0.54 | 23.3 | 125600 | 0 | 0 | 0 | 0 | 0 | 0 | 960 | 3.75 |  | 3.75 | 0.26786 | 0
2014-12-03 | 0 | 0 | 22.76 | 0.54 | 22.76 | 125600 | 0 | 0 | 0 | 0 | 0 | 0 | 960 | 3.75 |  | 3.75 | 0.26786 | 0
2014-12-04 | 1.2 | 0.12 | 22.34 | 0.54 | 22.34 | 125600 | 28271.1961 | 0.028271 | 600 | 0.6 | 1200000 | 1.2 | 960 | 3.75 |  | 4.9783 | 0.35559 | 0
2014-12-05 | 45.4 | 2.5 | 24.3 | 0.54 | 24.3 | 125600 | 588983.2523 | 0.58898 | 12500 | 12.5 | 25000000 | 25 | 960 | 3.75 |  | 29.339 | 2.0956 | 0
2014-12-06 | 0.8 | 0.08 | 23.84 | 0.54 | 23.84 | 125600 | 18847.4641 | 0.018847 | 400 | 0.4 | 800000 | 0.8 | 960 | 3.75 |  | 4.5688 | 0.32635 | 0
2014-12-07 | 15.2 | 1.52 | 24.82 | 0.54 | 24.82 | 125600 | 358101.8174 | 0.3581 | 7600 | 7.6 | 15200000 | 15.2 | 960 | 3.75 |  | 19.3081 | 1.3792 | 0
2014-12-08 | 48.6 | 2.5 | 26 | 0.54 | 26 | 125600 | 588983.2523 | 0.58898 | 12500 | 12.5 | 25000000 | 25 | 960 | 3.75 |  | 29.339 | 2.0956 | 0
2014-12-09 | 34.2 | 2.5 | 26 | 0.54 | 26 | 125600 | 588983.2523 | 0.58898 | 12500 | 12.5 | 25000000 | 25 | 960 | 3.75 |  | 29.339 | 2.0956 | 0
2014-12-10 | 4.4 | 0.44 | 25.9 | 0.54 | 25.9 | 125600 | 103661.0524 | 0.10366 | 2200 | 2.2 | 4400000 | 4.4 | 960 | 3.75 |  | 8.2537 | 0.58955 | 0
2014-12-11 | 17.8 | 1.78 | 26 | 0.54 | 26 | 125600 | 419356.0757 | 0.41936 | 8900 | 8.9 | 17800000 | 17.8 | 960 | 3.75 |  | 21.9694 | 1.5692 | 0
2014-12-12 | 1.4 | 0.14 | 25.6 | 0.54 | 25.6 | 125600 | 32983.0621 | 0.032983 | 700 | 0.7 | 1400000 | 1.4 | 960 | 3.75 |  | 5.183 | 0.37021 | 0
2014-12-13 | 1 | 0.1 | 25.16 | 0.54 | 25.16 | 125600 | 23559.3301 | 0.023559 | 500 | 0.5 | 1000000 | 1 | 960 | 3.75 |  | 4.7736 | 0.34097 | 0
2014-12-14 | 0 | 0 | 24.62 | 0.54 | 24.62 | 125600 | 0 | 0 | 0 | 0 | 0 | 0 | 960 | 3.75 |  | 3.75 | 0.26786 | 0
2014-12-15 | 9 | 0.9 | 24.98 | 0.54 | 24.98 | 125600 | 212033.9708 | 0.21203 | 4500 | 4.5 | 9000000 | 9 | 960 | 3.75 |  | 12.962 | 0.92586 | 0
2014-12-16 | 20.2 | 2.02 | 26 | 0.54 | 26 | 125600 | 475898.4679 | 0.4759 | 10100 | 10.1 | 20200000 | 20.2 | 960 | 3.75 |  | 24.4259 | 1.7447 | 0
2014-12-17 | 0.8 | 0.08 | 25.54 | 0.54 | 25.54 | 125600 | 18847.4641 | 0.018847 | 400 | 0.4 | 800000 | 0.8 | 960 | 3.75 |  | 4.5688 | 0.32635 | 0
2014-12-18 | 24.6 | 2.46 | 26 | 0.54 | 26 | 125600 | 579559.5203 | 0.57956 | 12300 | 12.3 | 24600000 | 24.6 | 960 | 3.75 |  | 28.9296 | 2.0664 | 0
2014-12-19 | 0 | 0 | 25.46 | 0.54 | 25.46 | 125600 | 0 | 0 | 0 | 0 | 0 | 0 | 960 | 3.75 |  | 3.75 | 0.26786 | 0
2014-12-20 | 0 | 0 | 24.92 | 0.54 | 24.92 | 125600 | 0 | 0 | 0 | 0 | 0 | 0 | 960 | 3.75 |  | 3.75 | 0.26786 | 0
2014-12-21 | 8.8 | 0.88 | 25.26 | 0.54 | 25.26 | 125600 | 207322.1048 | 0.20732 | 4400 | 4.4 | 8800000 | 8.8 | 960 | 3.75 |  | 12.7573 | 0.91124 | 0
2014-12-22 | 11.6 | 1.16 | 25.88 | 0.54 | 25.88 | 125600 | 273288.2291 | 0.27329 | 5800 | 5.8 | 11600000 | 11.6 | 960 | 3.75 |  | 15.6233 | 1.1159 | 0
2014-12-23 | 10 | 1 | 26 | 0.54 | 26 | 125600 | 235593.3009 | 0.23559 | 5000 | 5 | 10000000 | 10 | 960 | 3.75 |  | 13.9856 | 0.99897 | 0
2014-12-24 | 2.2 | 0.22 | 25.68 | 0.54 | 25.68 | 125600 | 51830.5262 | 0.051831 | 1100 | 1.1 | 2200000 | 2.2 | 960 | 3.75 |  | 6.0018 | 0.4287 | 0
2014-12-25 | 0.6 | 0.06 | 25.2 | 0.54 | 25.2 | 125600 | 14135.5981 | 0.014136 | 300 | 0.3 | 600000 | 0.6 | 960 | 3.75 |  | 4.3641 | 0.31172 | 0
2014-12-26 | 10.2 | 1.02 | 25.68 | 0.54 | 25.68 | 125600 | 240305.1669 | 0.24031 | 5100 | 5.1 | 10200000 | 10.2 | 960 | 3.75 |  | 14.1903 | 1.0136 | 0
2014-12-27 | 5.4 | 0.54 | 25.68 | 0.54 | 25.68 | 125600 | 127220.3825 | 0.12722 | 2700 | 2.7 | 5400000 | 5.4 | 960 | 3.75 |  | 9.2772 | 0.66266 | 0
2014-12-28 | 0 | 0 | 25.14 | 0.54 | 25.14 | 125600 | 0 | 0 | 0 | 0 | 0 | 0 | 960 | 3.75 |  | 3.75 | 0.26786 | 0
2014-12-29 | 0 | 0 | 24.6 | 0.54 | 24.6 | 125600 | 0 | 0 | 0 | 0 | 0 | 0 | 960 | 3.75 |  | 3.75 | 0.26786 | 0
2014-12-30 | 0 | 0 | 24.06 | 0.54 | 24.06 | 125600 | 0 | 0 | 0 | 0 | 0 | 0 | 960 | 3.75 |  | 3.75 | 0.26786 | 0
2014-12-31 | 0 | 0 | 23.52 | 0.54 | 23.52 | 125600 | 0 | 0 | 0 | 0 | 0 | 0 | 960 | 3.75 |  | 3.75 | 0.26786 | 0

## Pumps
Tank Position |  |  | Pipes |  |  | Pumps |  |  |  | Constants |  |  | System |  | Equalized Equations
Distance to Tank [m] | 16.3551 |  | Diameter of Pipe [m] | 0.02 |  |  | Pump A | Pump B | Pump C | density of Water | 1000 |  | a | 0.024444 | a | 0.041644 | 0.028344 | 0.039544
Heigth of Tank [m] | 9.3 |  | Cross Section [m^2] | 0.00031416 |  | a | -0.0172 | -0.0039 | -0.0151 | Gravity [m/s^2] | 9.81 |  | b | 3767.1739 | b | 3767.5344 | 3767.2699 | 3767.7255
|  |  | f | 0.05 |  | b | -0.3605 | -0.096 | -0.5516 |  |  |  | c | 91.233 | c | -59.667 | -146.627 | -265.567
Pump Selected | A |  | K (to storage) | 8 |  | c | 150.9 | 237.86 | 356.8 | [6 empty] | 0.015837 | 0.038921 | 0.070485
GLOBAL CALCULATIONS BASED ON PUMP |  |  | Filter coeffiient, Cf | 3767.1739 |  | Efficiency coeficients: | [9 empty] | -90470.2698 | -132912.9277 | -95279.6281
Pressure [kPa] | 133.4892 |  |  |  |  | A | 0.7 | 0.94 | 0.72 | Intercepts | Flow [L/min] | Pressure [kPa] | efficiency at opperating pressure
Flow [L/min] | 23.3734 |  |  |  |  | B | 0.39 | 0.85 | 0.55 | Pump A | 23.3734 | 133.4892 | 53.31%
Efficiency of Pump | 53.31% |  |  |  |  | Max Flow [L/min] | 83.7 | 245.7 | 136.5 | Pump B | 42.977 | 226.8913 | 27.44%
[10 empty] | Pump C | 52.0248 | 287.8343 | 54.15%
Pressures: [kPa]
Flow Rate [m/s] | Flow Rate [L/min] | Pump A | Pump B | Pump C | System | Delta A | Delta B | Delta C
0.01 | 0.1885 | 150.8314 | 237.8418 | 356.6955 | 91.2731 | 59.5583 | 146.5686 | 265.4224
0.02 | 0.37699 | 150.7617 | 237.8233 | 356.5899 | 91.3181 | 59.4435 | 146.5051 | 265.2718
0.03 | 0.56549 | 150.6906 | 237.8045 | 356.4832 | 91.368 | 59.3226 | 146.4365 | 265.1152
0.04 | 0.75398 | 150.6184 | 237.7854 | 356.3755 | 91.4228 | 59.1956 | 146.3626 | 264.9527
0.05 | 0.94248 | 150.545 | 237.7661 | 356.2667 | 91.4825 | 59.0625 | 146.2836 | 264.7842
0.06 | 1.131 | 150.4703 | 237.7464 | 356.1568 | 91.547 | 58.9233 | 146.1994 | 264.6098
0.07 | 1.3195 | 150.3944 | 237.7265 | 356.0459 | 91.6165 | 58.7779 | 146.1101 | 264.4294
0.08 | 1.508 | 150.3173 | 237.7064 | 355.9339 | 91.6908 | 58.6265 | 146.0156 | 264.2431
0.09 | 1.6965 | 150.2389 | 237.6859 | 355.8208 | 91.77 | 58.4689 | 145.9159 | 264.0507
0.1 | 1.885 | 150.1594 | 237.6652 | 355.7066 | 91.8542 | 58.3052 | 145.811 | 263.8525
0.11 | 2.0735 | 150.0786 | 237.6442 | 355.5914 | 91.9432 | 58.1354 | 145.701 | 263.6482
0.12 | 2.2619 | 149.9966 | 237.6229 | 355.4751 | 92.0371 | 57.9595 | 145.5858 | 263.438
0.13 | 2.4504 | 149.9133 | 237.6013 | 355.3577 | 92.1358 | 57.7775 | 145.4655 | 263.2218
0.14 | 2.6389 | 149.8289 | 237.5795 | 355.2392 | 92.2395 | 57.5894 | 145.34 | 262.9997
0.15 | 2.8274 | 149.7432 | 237.5574 | 355.1197 | 92.3481 | 57.3951 | 145.2093 | 262.7716
0.16 | 3.0159 | 149.6563 | 237.535 | 354.9991 | 92.4615 | 57.1948 | 145.0735 | 262.5376
0.17 | 3.2044 | 149.5682 | 237.5123 | 354.8774 | 92.5798 | 56.9883 | 144.9325 | 262.2975
0.18 | 3.3929 | 149.4788 | 237.4894 | 354.7546 | 92.7031 | 56.7758 | 144.7863 | 262.0516
0.19 | 3.5814 | 149.3883 | 237.4662 | 354.6308 | 92.8312 | 56.5571 | 144.635 | 261.7996
0.2 | 3.7699 | 149.2965 | 237.4427 | 354.5059 | 92.9642 | 56.3323 | 144.4785 | 261.5417
0.21 | 3.9584 | 149.2035 | 237.4189 | 354.3799 | 93.1021 | 56.1014 | 144.3168 | 261.2779
0.22 | 4.1469 | 149.1093 | 237.3948 | 354.2529 | 93.2449 | 55.8644 | 144.15 | 261.008
0.23 | 4.3354 | 149.0138 | 237.3705 | 354.1248 | 93.3925 | 55.6213 | 143.978 | 260.7322
0.24 | 4.5239 | 148.9171 | 237.3459 | 353.9956 | 93.5451 | 55.372 | 143.8008 | 260.4505
0.25 | 4.7124 | 148.8192 | 237.321 | 353.8653 | 93.7025 | 55.1167 | 143.6185 | 260.1628
0.26 | 4.9009 | 148.7201 | 237.2958 | 353.734 | 93.8649 | 54.8552 | 143.431 | 259.8691
0.27 | 5.0894 | 148.6198 | 237.2704 | 353.6016 | 94.0321 | 54.5877 | 143.2383 | 259.5695
0.28 | 5.2779 | 148.5182 | 237.2447 | 353.4681 | 94.2042 | 54.314 | 143.0405 | 259.2639
0.29 | 5.4664 | 148.4154 | 237.2187 | 353.3335 | 94.3812 | 54.0342 | 142.8375 | 258.9523
0.3 | 5.6549 | 148.3114 | 237.1924 | 353.1979 | 94.5631 | 53.7483 | 142.6293 | 258.6348
0.31 | 5.8434 | 148.2062 | 237.1659 | 353.0612 | 94.7499 | 53.4563 | 142.416 | 258.3113
0.32 | 6.0319 | 148.0997 | 237.139 | 352.9234 | 94.9416 | 53.1582 | 142.1975 | 257.9819
0.33 | 6.2204 | 147.992 | 237.1119 | 352.7846 | 95.1381 | 52.8539 | 141.9738 | 257.6465
0.34 | 6.4088 | 147.8831 | 237.0846 | 352.6447 | 95.3396 | 52.5436 | 141.745 | 257.3051
0.35 | 6.5973 | 147.773 | 237.0569 | 352.5037 | 95.5459 | 52.2271 | 141.511 | 256.9578
0.36 | 6.7858 | 147.6617 | 237.029 | 352.3616 | 95.7571 | 51.9046 | 141.2719 | 256.6045
0.37 | 6.9743 | 147.5491 | 237.0008 | 352.2185 | 95.9732 | 51.5759 | 141.0275 | 256.2452
0.38 | 7.1628 | 147.4353 | 236.9723 | 352.0743 | 96.1942 | 51.2411 | 140.778 | 255.88
0.39 | 7.3513 | 147.3203 | 236.9435 | 351.929 | 96.4201 | 50.9002 | 140.5234 | 255.5089
0.4 | 7.5398 | 147.2041 | 236.9145 | 351.7826 | 96.6509 | 50.5532 | 140.2636 | 255.1317
0.41 | 7.7283 | 147.0866 | 236.8851 | 351.6352 | 96.8866 | 50.2001 | 139.9986 | 254.7486
0.42 | 7.9168 | 146.968 | 236.8555 | 351.4867 | 97.1271 | 49.8408 | 139.7284 | 254.3596
0.43 | 8.1053 | 146.8481 | 236.8257 | 351.3371 | 97.3726 | 49.4755 | 139.4531 | 253.9645
0.44 | 8.2938 | 146.7269 | 236.7955 | 351.1865 | 97.6229 | 49.104 | 139.1726 | 253.5636
0.45 | 8.4823 | 146.6046 | 236.7651 | 351.0347 | 97.8781 | 48.7265 | 138.887 | 253.1566
0.46 | 8.6708 | 146.481 | 236.7344 | 350.8819 | 98.1382 | 48.3428 | 138.5962 | 252.7437
0.47 | 8.8593 | 146.3562 | 236.7034 | 350.7281 | 98.4032 | 47.953 | 138.3002 | 252.3248
0.48 | 9.0478 | 146.2302 | 236.6721 | 350.5731 | 98.6731 | 47.5571 | 137.999 | 251.9
0.49 | 9.2363 | 146.103 | 236.6406 | 350.4171 | 98.9479 | 47.1551 | 137.6927 | 251.4692
0.5 | 9.4248 | 145.9746 | 236.6088 | 350.26 | 99.2276 | 46.747 | 137.3812 | 251.0325
0.51 | 9.6133 | 145.8449 | 236.5767 | 350.1019 | 99.5121 | 46.3328 | 137.0646 | 250.5897
0.52 | 9.8018 | 145.714 | 236.5443 | 349.9426 | 99.8016 | 45.9124 | 136.7428 | 250.1411
0.53 | 9.9903 | 145.5819 | 236.5117 | 349.7823 | 100.0959 | 45.486 | 136.4158 | 249.6864
0.54 | 10.1788 | 145.4485 | 236.4788 | 349.6209 | 100.3951 | 45.0534 | 136.0837 | 249.2258
0.55 | 10.3673 | 145.3139 | 236.4456 | 349.4585 | 100.6992 | 44.6147 | 135.7463 | 248.7592
0.56 | 10.5558 | 145.1782 | 236.4121 | 349.2949 | 101.0082 | 44.1699 | 135.4039 | 248.2867
0.57 | 10.7442 | 145.0412 | 236.3783 | 349.1303 | 101.3221 | 43.719 | 135.0562 | 247.8082
0.58 | 10.9327 | 144.9029 | 236.3443 | 348.9647 | 101.6409 | 43.262 | 134.7034 | 247.3238
0.59 | 11.1212 | 144.7635 | 236.31 | 348.7979 | 101.9646 | 42.7989 | 134.3454 | 246.8334
0.6 | 11.3097 | 144.6228 | 236.2754 | 348.6301 | 102.2931 | 42.3297 | 133.9823 | 246.337
0.61 | 11.4982 | 144.4809 | 236.2406 | 348.4612 | 102.6266 | 41.8543 | 133.614 | 245.8347
0.62 | 11.6867 | 144.3378 | 236.2054 | 348.2913 | 102.9649 | 41.3729 | 133.2405 | 245.3264
0.63 | 11.8752 | 144.1934 | 236.17 | 348.1202 | 103.3081 | 40.8853 | 132.8619 | 244.8121
0.64 | 12.0637 | 144.0479 | 236.1343 | 347.9481 | 103.6562 | 40.3916 | 132.4781 | 244.2919
0.65 | 12.2522 | 143.9011 | 236.0983 | 347.7749 | 104.0092 | 39.8919 | 132.0891 | 243.7657
0.66 | 12.4407 | 143.7531 | 236.0621 | 347.6007 | 104.3671 | 39.386 | 131.695 | 243.2336
0.67 | 12.6292 | 143.6038 | 236.0256 | 347.4253 | 104.7299 | 38.874 | 131.2957 | 242.6955
0.68 | 12.8177 | 143.4534 | 235.9888 | 347.2489 | 105.0975 | 38.3558 | 130.8912 | 242.1514
0.69 | 13.0062 | 143.3017 | 235.9517 | 347.0715 | 105.4701 | 37.8316 | 130.4816 | 241.6014
0.7 | 13.1947 | 143.1488 | 235.9143 | 346.8929 | 105.8475 | 37.3013 | 130.0668 | 241.0454
0.71 | 13.3832 | 142.9947 | 235.8767 | 346.7133 | 106.2299 | 36.7648 | 129.6468 | 240.4834
0.72 | 13.5717 | 142.8393 | 235.8388 | 346.5326 | 106.6171 | 36.2222 | 129.2217 | 239.9155
0.73 | 13.7602 | 142.6828 | 235.8006 | 346.3508 | 107.0092 | 35.6736 | 128.7914 | 239.3416
0.74 | 13.9487 | 142.525 | 235.7621 | 346.168 | 107.4062 | 35.1188 | 128.3559 | 238.7618
0.75 | 14.1372 | 142.366 | 235.7234 | 345.9841 | 107.8081 | 34.5579 | 127.9153 | 238.176
0.76 | 14.3257 | 142.2057 | 235.6844 | 345.7991 | 108.2148 | 33.9909 | 127.4695 | 237.5842
0.77 | 14.5142 | 142.0443 | 235.6451 | 345.613 | 108.6265 | 33.4178 | 127.0186 | 236.9865
0.78 | 14.7027 | 141.8816 | 235.6055 | 345.4259 | 109.0431 | 32.8385 | 126.5624 | 236.3828
0.79 | 14.8911 | 141.7177 | 235.5656 | 345.2377 | 109.4645 | 32.2532 | 126.1011 | 235.7732
0.8 | 15.0796 | 141.5526 | 235.5255 | 345.0484 | 109.8908 | 31.6617 | 125.6347 | 235.1576
0.81 | 15.2681 | 141.3862 | 235.4851 | 344.858 | 110.3221 | 31.0642 | 125.1631 | 234.536
0.82 | 15.4566 | 141.2187 | 235.4444 | 344.6666 | 110.7582 | 30.4605 | 124.6863 | 233.9085
0.83 | 15.6451 | 141.0499 | 235.4035 | 344.4741 | 111.1992 | 29.8507 | 124.2043 | 233.275
0.84 | 15.8336 | 140.8799 | 235.3622 | 344.2805 | 111.645 | 29.2348 | 123.7172 | 232.6355
0.85 | 16.0221 | 140.7086 | 235.3207 | 344.0859 | 112.0958 | 28.6128 | 123.2249 | 231.9901
0.86 | 16.2106 | 140.5362 | 235.2789 | 343.8902 | 112.5515 | 27.9847 | 122.7274 | 231.3387
0.87 | 16.3991 | 140.3625 | 235.2369 | 343.6934 | 113.012 | 27.3505 | 122.2248 | 230.6814
0.88 | 16.5876 | 140.1876 | 235.1945 | 343.4955 | 113.4775 | 26.7101 | 121.717 | 230.0181
0.89 | 16.7761 | 140.0115 | 235.1519 | 343.2966 | 113.9478 | 26.0637 | 121.2041 | 229.3488
0.9 | 16.9646 | 139.8341 | 235.109 | 343.0966 | 114.423 | 25.4111 | 120.686 | 228.6736
0.91 | 17.1531 | 139.6556 | 235.0658 | 342.8955 | 114.9031 | 24.7525 | 120.1627 | 227.9924
0.92 | 17.3416 | 139.4758 | 235.0224 | 342.6933 | 115.3881 | 24.0877 | 119.6342 | 227.3052
0.93 | 17.5301 | 139.2948 | 234.9786 | 342.4901 | 115.878 | 23.4168 | 119.1006 | 226.6121
0.94 | 17.7186 | 139.1125 | 234.9346 | 342.2858 | 116.3728 | 22.7398 | 118.5618 | 225.913
0.95 | 17.9071 | 138.9291 | 234.8903 | 342.0804 | 116.8724 | 22.0567 | 118.0179 | 225.208
0.96 | 18.0956 | 138.7444 | 234.8458 | 341.874 | 117.377 | 21.3674 | 117.4688 | 224.497
0.97 | 18.2841 | 138.5585 | 234.8009 | 341.6665 | 117.8864 | 20.6721 | 116.9145 | 223.78
0.98 | 18.4726 | 138.3714 | 234.7558 | 341.4579 | 118.4008 | 19.9706 | 116.3551 | 223.0571
0.99 | 18.6611 | 138.183 | 234.7104 | 341.2482 | 118.92 | 19.2631 | 115.7905 | 222.3282
1 | 18.8496 | 137.9935 | 234.6648 | 341.0375 | 119.4441 | 18.5494 | 115.2207 | 221.5934
1.01 | 19.0381 | 137.8027 | 234.6188 | 340.8257 | 119.9731 | 17.8296 | 114.6457 | 220.8526
1.02 | 19.2265 | 137.6107 | 234.5726 | 340.6128 | 120.507 | 17.1037 | 114.0656 | 220.1058
1.03 | 19.415 | 137.4174 | 234.5261 | 340.3988 | 121.0457 | 16.3717 | 113.4804 | 219.3531
1.04 | 19.6035 | 137.223 | 234.4793 | 340.1838 | 121.5894 | 15.6336 | 112.8899 | 218.5944
1.05 | 19.792 | 137.0273 | 234.4322 | 339.9677 | 122.1379 | 14.8894 | 112.2943 | 217.8297
1.06 | 19.9805 | 136.8304 | 234.3849 | 339.7505 | 122.6914 | 14.139 | 111.6935 | 217.0591
1.07 | 20.169 | 136.6323 | 234.3373 | 339.5322 | 123.2497 | 13.3826 | 111.0876 | 216.2825
1.08 | 20.3575 | 136.4329 | 234.2894 | 339.3129 | 123.8129 | 12.62 | 110.4765 | 215.5
1.09 | 20.546 | 136.2324 | 234.2412 | 339.0925 | 124.381 | 11.8514 | 109.8602 | 214.7115
1.1 | 20.7345 | 136.0306 | 234.1928 | 338.8711 | 124.954 | 11.0766 | 109.2388 | 213.917
1.11 | 20.923 | 135.8276 | 234.1441 | 338.6485 | 125.5319 | 10.2957 | 108.6122 | 213.1166
1.12 | 21.1115 | 135.6233 | 234.0951 | 338.4249 | 126.1147 | 9.5087 | 107.9804 | 212.3102
1.13 | 21.3 | 135.4179 | 234.0458 | 338.2002 | 126.7023 | 8.7156 | 107.3435 | 211.4979
1.14 | 21.4885 | 135.2112 | 233.9963 | 337.9744 | 127.2949 | 7.9163 | 106.7014 | 210.6796
1.15 | 21.677 | 135.0033 | 233.9464 | 337.7476 | 127.8923 | 7.111 | 106.0541 | 209.8553
1.16 | 21.8655 | 134.7942 | 233.8963 | 337.5197 | 128.4946 | 6.2995 | 105.4017 | 209.0251
1.17 | 22.054 | 134.5838 | 233.8459 | 337.2907 | 129.1019 | 5.482 | 104.7441 | 208.1889
1.18 | 22.2425 | 134.3723 | 233.7953 | 337.0607 | 129.714 | 4.6583 | 104.0813 | 207.3467
1.19 | 22.431 | 134.1595 | 233.7443 | 336.8295 | 130.3309 | 3.8285 | 103.4134 | 206.4986
1.2 | 22.6195 | 133.9455 | 233.6931 | 336.5973 | 130.9528 | 2.9926 | 102.7403 | 205.6445
1.21 | 22.808 | 133.7302 | 233.6416 | 336.3641 | 131.5796 | 2.1506 | 102.062 | 204.7845
1.22 | 22.9965 | 133.5138 | 233.5899 | 336.1297 | 132.2113 | 1.3025 | 101.3786 | 203.9185
1.23 | 23.185 | 133.2961 | 233.5378 | 335.8943 | 132.8478 | 0.4483 | 100.69 | 203.0465
1.24 | 23.3734 | 133.0772 | 233.4855 | 335.6578 | 133.4892 | 0.41204 | 99.9963 | 202.1686
1.25 | 23.5619 | 132.8571 | 233.4329 | 335.4202 | 134.1356 | 1.2785 | 99.2973 | 201.2847
1.26 | 23.7504 | 132.6357 | 233.38 | 335.1816 | 134.7868 | 2.151 | 98.5933 | 200.3948
1.27 | 23.9389 | 132.4132 | 233.3269 | 334.9419 | 135.4429 | 3.0297 | 97.884 | 199.499
1.28 | 24.1274 | 132.1894 | 233.2734 | 334.7011 | 136.1039 | 3.9145 | 97.1696 | 198.5972
1.29 | 24.3159 | 131.9644 | 233.2197 | 334.4592 | 136.7698 | 4.8054 | 96.45 | 197.6895
1.3 | 24.5044 | 131.7381 | 233.1658 | 334.2163 | 137.4405 | 5.7024 | 95.7252 | 196.7758
1.31 | 24.6929 | 131.5107 | 233.1115 | 333.9723 | 138.1162 | 6.6055 | 94.9953 | 195.8561
1.32 | 24.8814 | 131.282 | 233.057 | 333.7272 | 138.7967 | 7.5147 | 94.2602 | 194.9305
1.33 | 25.0699 | 131.0521 | 233.0021 | 333.4811 | 139.4822 | 8.4301 | 93.52 | 193.9989
1.34 | 25.2584 | 130.821 | 232.947 | 333.2339 | 140.1725 | 9.3515 | 92.7746 | 193.0614
1.35 | 25.4469 | 130.5886 | 232.8917 | 332.9856 | 140.8677 | 10.2791 | 92.024 | 192.1179
1.36 | 25.6354 | 130.3551 | 232.836 | 332.7362 | 141.5678 | 11.2127 | 91.2682 | 191.1684
1.37 | 25.8239 | 130.1203 | 232.7801 | 332.4858 | 142.2728 | 12.1525 | 90.5073 | 190.213
1.38 | 26.0124 | 129.8843 | 232.7239 | 332.2342 | 142.9827 | 13.0984 | 89.7412 | 189.2516
1.39 | 26.2009 | 129.647 | 232.6674 | 331.9817 | 143.6974 | 14.0504 | 88.97 | 188.2842
1.4 | 26.3894 | 129.4086 | 232.6107 | 331.728 | 144.4171 | 15.0085 | 88.1936 | 187.3109
1.41 | 26.5779 | 129.1689 | 232.5536 | 331.4733 | 145.1416 | 15.9728 | 87.412 | 186.3316
1.42 | 26.7664 | 128.928 | 232.4963 | 331.2174 | 145.8711 | 16.9431 | 86.6252 | 185.3464
1.43 | 26.9549 | 128.6859 | 232.4387 | 330.9606 | 146.6054 | 17.9195 | 85.8333 | 184.3552
1.44 | 27.1434 | 128.4425 | 232.3809 | 330.7026 | 147.3446 | 18.9021 | 85.0363 | 183.358
1.45 | 27.3319 | 128.1979 | 232.3227 | 330.4436 | 148.0887 | 19.8908 | 84.234 | 182.3549
1.46 | 27.5204 | 127.9522 | 232.2643 | 330.1835 | 148.8377 | 20.8855 | 83.4266 | 181.3458
1.47 | 27.7088 | 127.7051 | 232.2056 | 329.9223 | 149.5916 | 21.8864 | 82.614 | 180.3307
1.48 | 27.8973 | 127.4569 | 232.1466 | 329.6601 | 150.3503 | 22.8934 | 81.7963 | 179.3097
1.49 | 28.0858 | 127.2074 | 232.0874 | 329.3968 | 151.114 | 23.9065 | 80.9734 | 178.2828
1.5 | 28.2743 | 126.9568 | 232.0279 | 329.1324 | 151.8825 | 24.9258 | 80.1453 | 177.2498
1.51 | 28.4628 | 126.7049 | 231.9681 | 328.8669 | 152.656 | 25.9511 | 79.3121 | 176.2109
1.52 | 28.6513 | 126.4517 | 231.908 | 328.6004 | 153.4343 | 26.9826 | 78.4737 | 175.1661
1.53 | 28.8398 | 126.1974 | 231.8476 | 328.3328 | 154.2175 | 28.0201 | 77.6301 | 174.1152
1.54 | 29.0283 | 125.9418 | 231.787 | 328.0641 | 155.0056 | 29.0638 | 76.7814 | 173.0585
1.55 | 29.2168 | 125.685 | 231.7261 | 327.7943 | 155.7986 | 30.1136 | 75.9275 | 171.9957
1.56 | 29.4053 | 125.427 | 231.6649 | 327.5235 | 156.5965 | 31.1694 | 75.0684 | 170.927
1.57 | 29.5938 | 125.1678 | 231.6034 | 327.2516 | 157.3992 | 32.2314 | 74.2042 | 169.8523
1.58 | 29.7823 | 124.9073 | 231.5417 | 326.9786 | 158.2069 | 33.2996 | 73.3348 | 168.7717
1.59 | 29.9708 | 124.6457 | 231.4796 | 326.7046 | 159.0194 | 34.3738 | 72.4602 | 167.6851
1.6 | 30.1593 | 124.3828 | 231.4173 | 326.4294 | 159.8369 | 35.4541 | 71.5805 | 166.5926
1.61 | 30.3478 | 124.1186 | 231.3548 | 326.1532 | 160.6592 | 36.5406 | 70.6956 | 165.4941
1.62 | 30.5363 | 123.8533 | 231.2919 | 325.876 | 161.4864 | 37.6331 | 69.8055 | 164.3896
1.63 | 30.7248 | 123.5867 | 231.2288 | 325.5976 | 162.3185 | 38.7318 | 68.9103 | 163.2791
1.64 | 30.9133 | 123.3189 | 231.1654 | 325.3182 | 163.1555 | 39.8366 | 68.0099 | 162.1627
1.65 | 31.1018 | 123.0499 | 231.1017 | 325.0377 | 163.9974 | 40.9474 | 67.1043 | 161.0404
1.66 | 31.2903 | 122.7797 | 231.0377 | 324.7562 | 164.8441 | 42.0644 | 66.1936 | 159.9121
1.67 | 31.4788 | 122.5082 | 230.9735 | 324.4735 | 165.6958 | 43.1876 | 65.2777 | 158.7778
1.68 | 31.6673 | 122.2355 | 230.909 | 324.1898 | 166.5523 | 44.3168 | 64.3566 | 157.6375
1.69 | 31.8557 | 121.9616 | 230.8442 | 323.9051 | 167.4138 | 45.4521 | 63.4304 | 156.4913
1.7 | 32.0442 | 121.6865 | 230.7791 | 323.6192 | 168.2801 | 46.5936 | 62.499 | 155.3391
1.71 | 32.2327 | 121.4102 | 230.7138 | 323.3323 | 169.1513 | 47.7411 | 61.5625 | 154.181
1.72 | 32.4212 | 121.1326 | 230.6481 | 323.0443 | 170.0274 | 48.8948 | 60.6208 | 153.0169
1.73 | 32.6097 | 120.8538 | 230.5822 | 322.7552 | 170.9084 | 50.0546 | 59.6739 | 151.8468
1.74 | 32.7982 | 120.5738 | 230.516 | 322.4651 | 171.7942 | 51.2204 | 58.7218 | 150.6708
1.75 | 32.9867 | 120.2926 | 230.4496 | 322.1739 | 172.685 | 52.3924 | 57.7646 | 149.4888
1.76 | 33.1752 | 120.0101 | 230.3829 | 321.8816 | 173.5807 | 53.5706 | 56.8022 | 148.3009
1.77 | 33.3637 | 119.7264 | 230.3158 | 321.5882 | 174.4812 | 54.7548 | 55.8346 | 147.107
1.78 | 33.5522 | 119.4415 | 230.2486 | 321.2938 | 175.3866 | 55.9451 | 54.8619 | 145.9071
1.79 | 33.7407 | 119.1554 | 230.181 | 320.9983 | 176.2969 | 57.1416 | 53.884 | 144.7013
1.8 | 33.9292 | 118.868 | 230.1132 | 320.7017 | 177.2122 | 58.3441 | 52.901 | 143.4895
1.81 | 34.1177 | 118.5795 | 230.045 | 320.404 | 178.1323 | 59.5528 | 51.9128 | 142.2718
1.82 | 34.3062 | 118.2897 | 229.9766 | 320.1053 | 179.0572 | 60.7676 | 50.9194 | 141.0481
1.83 | 34.4947 | 117.9987 | 229.908 | 319.8055 | 179.9871 | 61.9884 | 49.9209 | 139.8184
1.84 | 34.6832 | 117.7064 | 229.839 | 319.5046 | 180.9219 | 63.2154 | 48.9171 | 138.5827
1.85 | 34.8717 | 117.413 | 229.7698 | 319.2027 | 181.8615 | 64.4486 | 47.9083 | 137.3411
1.86 | 35.0602 | 117.1183 | 229.7003 | 318.8996 | 182.8061 | 65.6878 | 46.8942 | 136.0936
1.87 | 35.2487 | 116.8224 | 229.6305 | 318.5956 | 183.7555 | 66.9331 | 45.875 | 134.8401
1.88 | 35.4372 | 116.5253 | 229.5604 | 318.2904 | 184.7098 | 68.1845 | 44.8506 | 133.5806
1.89 | 35.6257 | 116.2269 | 229.4901 | 317.9842 | 185.669 | 69.4421 | 43.8211 | 132.3151
1.9 | 35.8142 | 115.9274 | 229.4195 | 317.6768 | 186.6331 | 70.7058 | 42.7864 | 131.0437
1.91 | 36.0027 | 115.6266 | 229.3486 | 317.3685 | 187.6021 | 71.9755 | 41.7465 | 129.7664
1.92 | 36.1911 | 115.3245 | 229.2774 | 317.059 | 188.576 | 73.2514 | 40.7015 | 128.483
1.93 | 36.3796 | 115.0213 | 229.206 | 316.7485 | 189.5547 | 74.5334 | 39.6513 | 127.1937
1.94 | 36.5681 | 114.7169 | 229.1343 | 316.4369 | 190.5384 | 75.8215 | 38.5959 | 125.8985
1.95 | 36.7566 | 114.4112 | 229.0623 | 316.1242 | 191.5269 | 77.1158 | 37.5353 | 124.5973
1.96 | 36.9451 | 114.1043 | 228.99 | 315.8104 | 192.5204 | 78.4161 | 36.4696 | 123.2901
1.97 | 37.1336 | 113.7961 | 228.9174 | 315.4956 | 193.5187 | 79.7225 | 35.3988 | 121.9769
1.98 | 37.3221 | 113.4868 | 228.8446 | 315.1797 | 194.5219 | 81.0351 | 34.3227 | 120.6578
1.99 | 37.5106 | 113.1762 | 228.7715 | 314.8627 | 195.53 | 82.3537 | 33.2415 | 119.3328
2 | 37.6991 | 112.8644 | 228.6981 | 314.5447 | 196.543 | 83.6785 | 32.1552 | 118.0017
2.01 | 37.8876 | 112.5514 | 228.6245 | 314.2256 | 197.5608 | 85.0094 | 31.0636 | 116.6648
2.02 | 38.0761 | 112.2372 | 228.5505 | 313.9054 | 198.5836 | 86.3464 | 29.9669 | 115.3218
2.03 | 38.2646 | 111.9217 | 228.4763 | 313.5841 | 199.6112 | 87.6895 | 28.8651 | 113.9729
2.04 | 38.4531 | 111.605 | 228.4018 | 313.2618 | 200.6438 | 89.0387 | 27.758 | 112.618
2.05 | 38.6416 | 111.2871 | 228.327 | 312.9384 | 201.6812 | 90.3941 | 26.6458 | 111.2572
2.06 | 38.8301 | 110.968 | 228.252 | 312.6139 | 202.7235 | 91.7555 | 25.5285 | 109.8904
2.07 | 39.0186 | 110.6477 | 228.1767 | 312.2884 | 203.7707 | 93.1231 | 24.4059 | 108.5176
2.08 | 39.2071 | 110.3261 | 228.1011 | 311.9617 | 204.8228 | 94.4967 | 23.2782 | 107.1389
2.09 | 39.3956 | 110.0033 | 228.0252 | 311.634 | 205.8798 | 95.8765 | 22.1454 | 105.7542
2.1 | 39.5841 | 109.6793 | 227.949 | 311.3053 | 206.9417 | 97.2624 | 21.0074 | 104.3636
2.11 | 39.7726 | 109.3541 | 227.8726 | 310.9754 | 208.0084 | 98.6544 | 19.8642 | 102.967
2.12 | 39.9611 | 109.0276 | 227.7959 | 310.6445 | 209.0801 | 100.0525 | 18.7158 | 101.5644
2.13 | 40.1496 | 108.6999 | 227.7189 | 310.3125 | 210.1566 | 101.4567 | 17.5623 | 100.1559
2.14 | 40.338 | 108.371 | 227.6416 | 309.9794 | 211.238 | 102.867 | 16.4036 | 98.7414
2.15 | 40.5265 | 108.0409 | 227.5641 | 309.6453 | 212.3244 | 104.2835 | 15.2397 | 97.3209
2.16 | 40.715 | 107.7095 | 227.4863 | 309.3101 | 213.4156 | 105.706 | 14.0707 | 95.8945
2.17 | 40.9035 | 107.377 | 227.4082 | 308.9738 | 214.5117 | 107.1347 | 12.8965 | 94.4622
2.18 | 41.092 | 107.0432 | 227.3298 | 308.6365 | 215.6126 | 108.5695 | 11.7172 | 93.0238
2.19 | 41.2805 | 106.7082 | 227.2511 | 308.298 | 216.7185 | 110.0103 | 10.5326 | 91.5795
2.2 | 41.469 | 106.3719 | 227.1722 | 307.9585 | 217.8293 | 111.4573 | 9.343 | 90.1293
2.21 | 41.6575 | 106.0345 | 227.093 | 307.6179 | 218.9449 | 112.9105 | 8.1481 | 88.673
2.22 | 41.846 | 105.6958 | 227.0135 | 307.2763 | 220.0655 | 114.3697 | 6.9481 | 87.2108
2.23 | 42.0345 | 105.3559 | 226.9338 | 306.9336 | 221.1909 | 115.835 | 5.7429 | 85.7427
2.24 | 42.223 | 105.0148 | 226.8537 | 306.5898 | 222.3212 | 117.3064 | 4.5325 | 84.2686
2.25 | 42.4115 | 104.6724 | 226.7734 | 306.2449 | 223.4564 | 118.784 | 3.317 | 82.7885
2.26 | 42.6 | 104.3288 | 226.6928 | 305.899 | 224.5965 | 120.2677 | 2.0964 | 81.3025
2.27 | 42.7885 | 103.984 | 226.612 | 305.552 | 225.7415 | 121.7574 | 0.8705 | 79.8105
2.28 | 42.977 | 103.638 | 226.5308 | 305.2039 | 226.8913 | 123.2533 | 0.36051 | 78.3125
2.29 | 43.1655 | 103.2908 | 226.4494 | 304.8547 | 228.0461 | 124.7553 | 1.5967 | 76.8086
2.3 | 43.354 | 102.9423 | 226.3677 | 304.5045 | 229.2057 | 126.2634 | 2.838 | 75.2987
2.31 | 43.5425 | 102.5926 | 226.2857 | 304.1532 | 230.3703 | 127.7776 | 4.0845 | 73.7829
2.32 | 43.731 | 102.2417 | 226.2035 | 303.8008 | 231.5397 | 129.298 | 5.3362 | 72.2611
2.33 | 43.9195 | 101.8896 | 226.1209 | 303.4473 | 232.714 | 130.8244 | 6.5931 | 70.7333
2.34 | 44.108 | 101.5363 | 226.0381 | 303.0928 | 233.8932 | 132.3569 | 7.8551 | 69.1996
2.35 | 44.2965 | 101.1817 | 225.9551 | 302.7372 | 235.0773 | 133.8956 | 9.1223 | 67.6599
2.36 | 44.485 | 100.8259 | 225.8717 | 302.3805 | 236.2663 | 135.4404 | 10.3946 | 66.1143
2.37 | 44.6734 | 100.4689 | 225.7881 | 302.0228 | 237.4602 | 136.9913 | 11.6721 | 64.5626
2.38 | 44.8619 | 100.1107 | 225.7041 | 301.664 | 238.6589 | 138.5483 | 12.9548 | 63.0051
2.39 | 45.0504 | 99.7512 | 225.6199 | 301.3041 | 239.8626 | 140.1114 | 14.2426 | 61.4415
2.4 | 45.2389 | 99.3905 | 225.5355 | 300.9431 | 241.0711 | 141.6806 | 15.5356 | 59.872
2.41 | 45.4274 | 99.0286 | 225.4507 | 300.5811 | 242.2845 | 143.2559 | 16.8338 | 58.2966
2.42 | 45.6159 | 98.6655 | 225.3657 | 300.218 | 243.5028 | 144.8373 | 18.1371 | 56.7152
2.43 | 45.8044 | 98.3011 | 225.2804 | 299.8538 | 244.726 | 146.4249 | 19.4456 | 55.1278
2.44 | 45.9929 | 97.9356 | 225.1948 | 299.4885 | 245.9541 | 148.0186 | 20.7593 | 53.5344
2.45 | 46.1814 | 97.5688 | 225.109 | 299.1222 | 247.1871 | 149.6183 | 22.0781 | 51.9351
2.46 | 46.3699 | 97.2008 | 225.0228 | 298.7548 | 248.425 | 151.2242 | 23.4021 | 50.3299
2.47 | 46.5584 | 96.8315 | 224.9364 | 298.3863 | 249.6677 | 152.8362 | 24.7313 | 48.7186
2.48 | 46.7469 | 96.4611 | 224.8497 | 298.0168 | 250.9154 | 154.4543 | 26.0656 | 47.1014
2.49 | 46.9354 | 96.0894 | 224.7628 | 297.6462 | 252.1679 | 156.0785 | 27.4051 | 45.4783
2.5 | 47.1239 | 95.7165 | 224.6755 | 297.2745 | 253.4253 | 157.7089 | 28.7498 | 43.8492
2.51 | 47.3124 | 95.3423 | 224.588 | 296.9017 | 254.6876 | 159.3453 | 30.0996 | 42.2141
2.52 | 47.5009 | 94.967 | 224.5002 | 296.5279 | 255.9548 | 160.9878 | 31.4546 | 40.573
2.53 | 47.6894 | 94.5904 | 224.4121 | 296.153 | 257.2269 | 162.6365 | 32.8148 | 38.926
2.54 | 47.8779 | 94.2126 | 224.3238 | 295.777 | 258.5039 | 164.2913 | 34.1801 | 37.2731
2.55 | 48.0664 | 93.8336 | 224.2352 | 295.3999 | 259.7858 | 165.9522 | 35.5506 | 35.6142
2.56 | 48.2549 | 93.4534 | 224.1463 | 295.0218 | 261.0725 | 167.6191 | 36.9263 | 33.9493
2.57 | 48.4434 | 93.0719 | 224.0571 | 294.6426 | 262.3642 | 169.2923 | 38.3071 | 32.2784
2.58 | 48.6319 | 92.6892 | 223.9676 | 294.2623 | 263.6607 | 170.9715 | 39.6931 | 30.6016
2.59 | 48.8203 | 92.3053 | 223.8779 | 293.881 | 264.9621 | 172.6568 | 41.0842 | 28.9188
2.6 | 49.0088 | 91.9202 | 223.7879 | 293.4985 | 266.2684 | 174.3482 | 42.4806 | 27.2301
2.61 | 49.1973 | 91.5339 | 223.6976 | 293.115 | 267.5796 | 176.0458 | 43.882 | 25.5354
2.62 | 49.3858 | 91.1463 | 223.607 | 292.7305 | 268.8957 | 177.7494 | 45.2887 | 23.8347
2.63 | 49.5743 | 90.7575 | 223.5162 | 292.3448 | 270.2167 | 179.4592 | 46.7005 | 22.1281
2.64 | 49.7628 | 90.3675 | 223.425 | 291.9581 | 271.5426 | 181.1751 | 48.1175 | 20.4155
2.65 | 49.9513 | 89.9762 | 223.3336 | 291.5703 | 272.8733 | 182.8971 | 49.5397 | 18.697
2.66 | 50.1398 | 89.5838 | 223.242 | 291.1815 | 274.209 | 184.6252 | 50.967 | 16.9725
2.67 | 50.3283 | 89.1901 | 223.15 | 290.7915 | 275.5495 | 186.3594 | 52.3995 | 15.242
2.68 | 50.5168 | 88.7952 | 223.0578 | 290.4005 | 276.8949 | 188.0997 | 53.8371 | 13.5056
2.69 | 50.7053 | 88.3991 | 222.9653 | 290.0084 | 278.2452 | 189.8462 | 55.2799 | 11.7632
2.7 | 50.8938 | 88.0017 | 222.8725 | 289.6153 | 279.6004 | 191.5987 | 56.7279 | 10.0149
2.71 | 51.0823 | 87.6031 | 222.7794 | 289.221 | 280.9605 | 193.3574 | 58.1811 | 8.2605
2.72 | 51.2708 | 87.2033 | 222.6861 | 288.8257 | 282.3255 | 195.1221 | 59.6394 | 6.5003
2.73 | 51.4593 | 86.8023 | 222.5925 | 288.4294 | 283.6953 | 196.893 | 61.1029 | 4.734
2.74 | 51.6478 | 86.4001 | 222.4986 | 288.0319 | 285.0701 | 198.67 | 62.5715 | 2.9618
2.75 | 51.8363 | 85.9966 | 222.4044 | 287.6334 | 286.4497 | 200.4531 | 64.0453 | 1.1837
2.76 | 52.0248 | 85.5919 | 222.31 | 287.2338 | 287.8343 | 202.2423 | 65.5243 | 0.60045
2.77 | 52.2133 | 85.186 | 222.2152 | 286.8332 | 289.2237 | 204.0376 | 67.0084 | 2.3905
2.78 | 52.4018 | 84.7789 | 222.1202 | 286.4314 | 290.618 | 205.8391 | 68.4977 | 4.1866
2.79 | 52.5903 | 84.3706 | 222.025 | 286.0286 | 292.0172 | 207.6466 | 69.9922 | 5.9886
2.8 | 52.7788 | 83.961 | 221.9294 | 285.6247 | 293.4213 | 209.4603 | 71.4919 | 7.7966
2.81 | 52.9673 | 83.5502 | 221.8336 | 285.2198 | 294.8303 | 211.2801 | 72.9967 | 9.6105
2.82 | 53.1557 | 83.1382 | 221.7375 | 284.8137 | 296.2441 | 213.1059 | 74.5066 | 11.4304
2.83 | 53.3442 | 82.7249 | 221.6411 | 284.4066 | 297.6629 | 214.9379 | 76.0218 | 13.2562
2.84 | 53.5327 | 82.3105 | 221.5444 | 283.9985 | 299.0865 | 216.776 | 77.5421 | 15.0881
2.85 | 53.7212 | 81.8948 | 221.4475 | 283.5892 | 300.515 | 218.6202 | 79.0676 | 16.9258
2.86 | 53.9097 | 81.4779 | 221.3503 | 283.1789 | 301.9485 | 220.4706 | 80.5982 | 18.7696
2.87 | 54.0982 | 81.0598 | 221.2528 | 282.7675 | 303.3868 | 222.327 | 82.134 | 20.6193
2.88 | 54.2867 | 80.6404 | 221.155 | 282.355 | 304.83 | 224.1896 | 83.675 | 22.4749
2.89 | 54.4752 | 80.2198 | 221.0569 | 281.9415 | 306.278 | 226.0582 | 85.2211 | 24.3366
2.9 | 54.6637 | 79.798 | 220.9586 | 281.5269 | 307.731 | 227.933 | 86.7724 | 26.2042
2.91 | 54.8522 | 79.375 | 220.86 | 281.1112 | 309.1889 | 229.8139 | 88.3289 | 28.0777
2.92 | 55.0407 | 78.9508 | 220.7611 | 280.6944 | 310.6516 | 231.7008 | 89.8905 | 29.9572
2.93 | 55.2292 | 78.5253 | 220.662 | 280.2766 | 312.1193 | 233.5939 | 91.4573 | 31.8427
2.94 | 55.4177 | 78.0986 | 220.5625 | 279.8577 | 313.5918 | 235.4932 | 93.0293 | 33.7341
2.95 | 55.6062 | 77.6707 | 220.4628 | 279.4377 | 315.0692 | 237.3985 | 94.6064 | 35.6315
2.96 | 55.7947 | 77.2416 | 220.3628 | 279.0166 | 316.5515 | 239.3099 | 96.1887 | 37.5349
2.97 | 55.9832 | 76.8113 | 220.2626 | 278.5945 | 318.0387 | 241.2275 | 97.7762 | 39.4442
2.98 | 56.1717 | 76.3797 | 220.162 | 278.1713 | 319.5308 | 243.1511 | 99.3688 | 41.3595
2.99 | 56.3602 | 75.9469 | 220.0612 | 277.747 | 321.0278 | 245.0809 | 100.9666 | 43.2807
3 | 56.5487 | 75.5129 | 219.9601 | 277.3217 | 322.5296 | 247.0168 | 102.5695 | 45.2079
3.01 | 56.7372 | 75.0776 | 219.8587 | 276.8953 | 324.0364 | 248.9588 | 104.1777 | 47.1411
3.02 | 56.9257 | 74.6412 | 219.7571 | 276.4678 | 325.548 | 250.9069 | 105.791 | 49.0802
3.03 | 57.1142 | 74.2035 | 219.6551 | 276.0392 | 327.0646 | 252.8611 | 107.4094 | 51.0253
3.04 | 57.3027 | 73.7646 | 219.5529 | 275.6096 | 328.586 | 254.8214 | 109.033 | 52.9764
3.05 | 57.4911 | 73.3245 | 219.4504 | 275.1789 | 330.1123 | 256.7878 | 110.6618 | 54.9334
3.06 | 57.6796 | 72.8831 | 219.3477 | 274.7471 | 331.6435 | 258.7604 | 112.2958 | 56.8964
3.07 | 57.8681 | 72.4405 | 219.2446 | 274.3142 | 333.1796 | 260.739 | 113.9349 | 58.8653
3.08 | 58.0566 | 71.9967 | 219.1413 | 273.8803 | 334.7205 | 262.7238 | 115.5792 | 60.8402
3.09 | 58.2451 | 71.5517 | 219.0377 | 273.4453 | 336.2664 | 264.7147 | 117.2286 | 62.8211
3.1 | 58.4336 | 71.1055 | 218.9339 | 273.0092 | 337.8171 | 266.7117 | 118.8833 | 64.8079
3.11 | 58.6221 | 70.658 | 218.8297 | 272.5721 | 339.3728 | 268.7148 | 120.5431 | 66.8007
3.12 | 58.8106 | 70.2093 | 218.7253 | 272.1339 | 340.9333 | 270.724 | 122.208 | 68.7994
3.13 | 58.9991 | 69.7594 | 218.6206 | 271.6946 | 342.4987 | 272.7393 | 123.8781 | 70.8041
3.14 | 59.1876 | 69.3083 | 218.5156 | 271.2542 | 344.069 | 274.7607 | 125.5534 | 72.8148
3.15 | 59.3761 | 68.8559 | 218.4104 | 270.8128 | 345.6442 | 276.7883 | 127.2339 | 74.8314
3.16 | 59.5646 | 68.4024 | 218.3048 | 270.3703 | 347.2243 | 278.8219 | 128.9195 | 76.854
3.17 | 59.7531 | 67.9476 | 218.199 | 269.9267 | 348.8093 | 280.8617 | 130.6102 | 78.8826
3.18 | 59.9416 | 67.4916 | 218.0929 | 269.482 | 350.3991 | 282.9076 | 132.3062 | 80.9171
3.19 | 60.1301 | 67.0343 | 217.9866 | 269.0363 | 351.9939 | 284.9596 | 134.0073 | 82.9576
3.2 | 60.3186 | 66.5759 | 217.8799 | 268.5895 | 353.5935 | 287.0177 | 135.7136 | 85.004
3.21 | 60.5071 | 66.1162 | 217.773 | 268.1416 | 355.198 | 289.0819 | 137.425 | 87.0564
3.22 | 60.6956 | 65.6553 | 217.6658 | 267.6926 | 356.8075 | 291.1522 | 139.1416 | 89.1148
3.23 | 60.8841 | 65.1931 | 217.5583 | 267.2426 | 358.4218 | 293.2286 | 140.8634 | 91.1791
3.24 | 61.0726 | 64.7298 | 217.4506 | 266.7915 | 360.0409 | 295.3112 | 142.5904 | 93.2494
3.25 | 61.2611 | 64.2652 | 217.3426 | 266.3394 | 361.665 | 297.3998 | 144.3225 | 95.3257
3.26 | 61.4496 | 63.7994 | 217.2343 | 265.8861 | 363.294 | 299.4946 | 146.0597 | 97.4079
3.27 | 61.638 | 63.3324 | 217.1257 | 265.4318 | 364.9279 | 301.5955 | 147.8022 | 99.4961
3.28 | 61.8265 | 62.8642 | 217.0168 | 264.9764 | 366.5666 | 303.7024 | 149.5498 | 101.5902
3.29 | 62.015 | 62.3947 | 216.9077 | 264.5199 | 368.2102 | 305.8155 | 151.3026 | 103.6903
3.3 | 62.2035 | 61.924 | 216.7983 | 264.0624 | 369.8588 | 307.9348 | 153.0605 | 105.7964
3.31 | 62.392 | 61.4521 | 216.6886 | 263.6038 | 371.5122 | 310.0601 | 154.8236 | 107.9084
3.32 | 62.5805 | 60.979 | 216.5786 | 263.1441 | 373.1705 | 312.1915 | 156.5919 | 110.0264
3.33 | 62.769 | 60.5046 | 216.4684 | 262.6834 | 374.8337 | 314.329 | 158.3653 | 112.1503
3.34 | 62.9575 | 60.0291 | 216.3578 | 262.2215 | 376.5018 | 316.4727 | 160.1439 | 114.2802
3.35 | 63.146 | 59.5523 | 216.247 | 261.7586 | 378.1747 | 318.6225 | 161.9277 | 116.4161
3.36 | 63.3345 | 59.0742 | 216.136 | 261.2947 | 379.8526 | 320.7783 | 163.7166 | 118.5579
3.37 | 63.523 | 58.595 | 216.0246 | 260.8296 | 381.5353 | 322.9403 | 165.5107 | 120.7057
3.38 | 63.7115 | 58.1145 | 215.913 | 260.3635 | 383.223 | 325.1084 | 167.31 | 122.8595
3.39 | 63.9 | 57.6329 | 215.8011 | 259.8963 | 384.9155 | 327.2826 | 169.1144 | 125.0192
3.4 | 64.0885 | 57.1499 | 215.6889 | 259.428 | 386.6129 | 329.463 | 170.924 | 127.1849
3.41 | 64.277 | 56.6658 | 215.5764 | 258.9587 | 388.3152 | 331.6494 | 172.7388 | 129.3565
3.42 | 64.4655 | 56.1805 | 215.4637 | 258.4883 | 390.0224 | 333.8419 | 174.5587 | 131.5341
3.43 | 64.654 | 55.6939 | 215.3507 | 258.0168 | 391.7345 | 336.0406 | 176.3838 | 133.7177
3.44 | 64.8425 | 55.2061 | 215.2374 | 257.5442 | 393.4514 | 338.2453 | 178.214 | 135.9072
3.45 | 65.031 | 54.7171 | 215.1238 | 257.0706 | 395.1733 | 340.4562 | 180.0495 | 138.1027
3.46 | 65.2195 | 54.2268 | 215.01 | 256.5959 | 396.9 | 342.6732 | 181.8901 | 140.3041
3.47 | 65.408 | 53.7354 | 214.8959 | 256.1201 | 398.6317 | 344.8963 | 183.7358 | 142.5115
3.48 | 65.5965 | 53.2427 | 214.7815 | 255.6433 | 400.3682 | 347.1255 | 185.5867 | 144.7249
3.49 | 65.785 | 52.7488 | 214.6668 | 255.1654 | 402.1096 | 349.3608 | 187.4428 | 146.9442
3.5 | 65.9734 | 52.2536 | 214.5518 | 254.6864 | 403.8559 | 351.6023 | 189.3041 | 149.1695
3.51 | 66.1619 | 51.7573 | 214.4366 | 254.2063 | 405.6071 | 353.8498 | 191.1705 | 151.4008
3.52 | 66.3504 | 51.2597 | 214.3211 | 253.7252 | 407.3632 | 356.1035 | 193.0421 | 153.638
3.53 | 66.5389 | 50.7609 | 214.2053 | 253.2429 | 409.1241 | 358.3632 | 194.9189 | 155.8812
3.54 | 66.7274 | 50.2609 | 214.0892 | 252.7597 | 410.89 | 360.6291 | 196.8008 | 158.1303
3.55 | 66.9159 | 49.7597 | 213.9729 | 252.2753 | 412.6607 | 362.9011 | 198.6879 | 160.3855
3.56 | 67.1044 | 49.2572 | 213.8563 | 251.7899 | 414.4364 | 365.1792 | 200.5801 | 162.6465
3.57 | 67.2929 | 48.7535 | 213.7394 | 251.3033 | 416.2169 | 367.4634 | 202.4775 | 164.9135
3.58 | 67.4814 | 48.2486 | 213.6222 | 250.8158 | 418.0023 | 369.7537 | 204.3801 | 167.1865
3.59 | 67.6699 | 47.7425 | 213.5047 | 250.3271 | 419.7926 | 372.0501 | 206.2879 | 169.4655
3.6 | 67.8584 | 47.2351 | 213.387 | 249.8374 | 421.5878 | 374.3527 | 208.2008 | 171.7504
3.61 | 68.0469 | 46.7266 | 213.269 | 249.3466 | 423.3879 | 376.6613 | 210.1189 | 174.0413
3.62 | 68.2354 | 46.2168 | 213.1507 | 248.8547 | 425.1928 | 378.9761 | 212.0421 | 176.3381
3.63 | 68.4239 | 45.7057 | 213.0322 | 248.3618 | 427.0027 | 381.297 | 213.9705 | 178.6409
3.64 | 68.6124 | 45.1935 | 212.9133 | 247.8678 | 428.8174 | 383.6239 | 215.9041 | 180.9497
3.65 | 68.8009 | 44.68 | 212.7942 | 247.3727 | 430.6371 | 385.957 | 217.8428 | 183.2644
3.66 | 68.9894 | 44.1653 | 212.6748 | 246.8765 | 432.4616 | 388.2962 | 219.7868 | 185.5851
3.67 | 69.1779 | 43.6494 | 212.5552 | 246.3793 | 434.291 | 390.6416 | 221.7358 | 187.9117
3.68 | 69.3664 | 43.1323 | 212.4352 | 245.881 | 436.1253 | 392.993 | 223.6901 | 190.2443
3.69 | 69.5549 | 42.614 | 212.315 | 245.3816 | 437.9645 | 395.3505 | 225.6495 | 192.5829
3.7 | 69.7434 | 42.0944 | 212.1945 | 244.8811 | 439.8086 | 397.7142 | 227.6141 | 194.9274
3.71 | 69.9319 | 41.5736 | 212.0737 | 244.3796 | 441.6575 | 400.0839 | 229.5838 | 197.2779
3.72 | 70.1203 | 41.0516 | 211.9527 | 243.877 | 443.5114 | 402.4598 | 231.5587 | 199.6344
3.73 | 70.3088 | 40.5283 | 211.8314 | 243.3733 | 445.3701 | 404.8418 | 233.5388 | 201.9968
3.74 | 70.4973 | 40.0039 | 211.7097 | 242.8686 | 447.2338 | 407.2299 | 235.524 | 204.3652
3.75 | 70.6858 | 39.4782 | 211.5879 | 242.3627 | 449.1023 | 409.6241 | 237.5144 | 206.7395
3.76 | 70.8743 | 38.9513 | 211.4657 | 241.8558 | 450.9757 | 412.0244 | 239.51 | 209.1198
3.77 | 71.0628 | 38.4231 | 211.3433 | 241.3479 | 452.854 | 414.4308 | 241.5107 | 211.5061
3.78 | 71.2513 | 37.8938 | 211.2205 | 240.8388 | 454.7372 | 416.8434 | 243.5166 | 213.8983
3.79 | 71.4398 | 37.3632 | 211.0976 | 240.3287 | 456.6252 | 419.262 | 245.5277 | 216.2965
3.8 | 71.6283 | 36.8314 | 210.9743 | 239.8175 | 458.5182 | 421.6868 | 247.5439 | 218.7007
3.81 | 71.8168 | 36.2984 | 210.8507 | 239.3053 | 460.4161 | 424.1177 | 249.5653 | 221.1108
3.82 | 72.0053 | 35.7642 | 210.7269 | 238.7919 | 462.3188 | 426.5546 | 251.5919 | 223.5269
3.83 | 72.1938 | 35.2287 | 210.6028 | 238.2775 | 464.2264 | 428.9977 | 253.6236 | 225.9489
3.84 | 72.3823 | 34.692 | 210.4784 | 237.7621 | 466.1389 | 431.4469 | 255.6605 | 228.3769
3.85 | 72.5708 | 34.1541 | 210.3538 | 237.2455 | 468.0564 | 433.9023 | 257.7026 | 230.8108
3.86 | 72.7593 | 33.615 | 210.2288 | 236.7279 | 469.9787 | 436.3637 | 259.7498 | 233.2508
3.87 | 72.9478 | 33.0746 | 210.1036 | 236.2092 | 471.9058 | 438.8312 | 261.8022 | 235.6967
3.88 | 73.1363 | 32.533 | 209.9781 | 235.6894 | 473.8379 | 441.3049 | 263.8598 | 238.1485
3.89 | 73.3248 | 31.9902 | 209.8524 | 235.1686 | 475.7749 | 443.7846 | 265.9225 | 240.6063
3.9 | 73.5133 | 31.4462 | 209.7263 | 234.6467 | 477.7167 | 446.2705 | 267.9904 | 243.0701
3.91 | 73.7018 | 30.901 | 209.6 | 234.1237 | 479.6635 | 448.7625 | 270.0634 | 245.5398
3.92 | 73.8903 | 30.3545 | 209.4734 | 233.5996 | 481.6151 | 451.2606 | 272.1417 | 248.0155
3.93 | 74.0788 | 29.8068 | 209.3466 | 233.0745 | 483.5716 | 453.7648 | 274.2251 | 250.4971
3.94 | 74.2673 | 29.2579 | 209.2194 | 232.5483 | 485.533 | 456.2751 | 276.3136 | 252.9848
3.95 | 74.4557 | 28.7078 | 209.092 | 232.021 | 487.4993 | 458.7915 | 278.4073 | 255.4783
3.96 | 74.6442 | 28.1564 | 208.9643 | 231.4926 | 489.4705 | 461.3141 | 280.5062 | 257.9779
3.97 | 74.8327 | 27.6039 | 208.8363 | 230.9632 | 491.4466 | 463.8427 | 282.6103 | 260.4834
3.98 | 75.0212 | 27.0501 | 208.708 | 230.4327 | 493.4275 | 466.3775 | 284.7195 | 262.9948
3.99 | 75.2097 | 26.495 | 208.5795 | 229.9011 | 495.4134 | 468.9183 | 286.8339 | 265.5123
4 | 75.3982 | 25.9388 | 208.4507 | 229.3685 | 497.4041 | 471.4653 | 288.9534 | 268.0357
4.01 | 75.5867 | 25.3813 | 208.3216 | 228.8347 | 499.3998 | 474.0184 | 291.0782 | 270.565
4.02 | 75.7752 | 24.8226 | 208.1922 | 228.3 | 501.4003 | 476.5776 | 293.208 | 273.1003
4.03 | 75.9637 | 24.2627 | 208.0626 | 227.7641 | 503.4057 | 479.1429 | 295.3431 | 275.6416
4.04 | 76.1522 | 23.7016 | 207.9327 | 227.2272 | 505.416 | 481.7144 | 297.4833 | 278.1888
4.05 | 76.3407 | 23.1393 | 207.8025 | 226.6891 | 507.4312 | 484.2919 | 299.6287 | 280.742
4.06 | 76.5292 | 22.5757 | 207.672 | 226.1501 | 509.4512 | 486.8756 | 301.7792 | 283.3012
4.07 | 76.7177 | 22.0109 | 207.5412 | 225.6099 | 511.4762 | 489.4653 | 303.9349 | 285.8663
4.08 | 76.9062 | 21.4449 | 207.4102 | 225.0687 | 513.506 | 492.0612 | 306.0958 | 288.4374
4.09 | 77.0947 | 20.8776 | 207.2789 | 224.5264 | 515.5408 | 494.6632 | 308.2619 | 291.0144
4.1 | 77.2832 | 20.3091 | 207.1473 | 223.983 | 517.5804 | 497.2713 | 310.4331 | 293.5974
4.11 | 77.4717 | 19.7395 | 207.0155 | 223.4385 | 519.6249 | 499.8855 | 312.6095 | 296.1864
4.12 | 77.6602 | 19.1686 | 206.8833 | 222.893 | 521.6743 | 502.5058 | 314.791 | 298.7813
4.13 | 77.8487 | 18.5964 | 206.7509 | 222.3464 | 523.7286 | 505.1322 | 316.9777 | 301.3822
4.14 | 78.0372 | 18.0231 | 206.6182 | 221.7987 | 525.7878 | 507.7647 | 319.1696 | 303.9891
4.15 | 78.2257 | 17.4485 | 206.4852 | 221.25 | 527.8519 | 510.4034 | 321.3666 | 306.6019
4.16 | 78.4142 | 16.8727 | 206.352 | 220.7002 | 529.9208 | 513.0481 | 323.5688 | 309.2206
4.17 | 78.6026 | 16.2957 | 206.2185 | 220.1493 | 531.9947 | 515.699 | 325.7762 | 311.8454
4.18 | 78.7911 | 15.7174 | 206.0847 | 219.5973 | 534.0734 | 518.356 | 327.9887 | 314.4761
4.19 | 78.9796 | 15.138 | 205.9506 | 219.0443 | 536.157 | 521.0191 | 330.2064 | 317.1127
4.2 | 79.1681 | 14.5573 | 205.8162 | 218.4902 | 538.2456 | 523.6883 | 332.4293 | 319.7554
4.21 | 79.3566 | 13.9754 | 205.6816 | 217.935 | 540.339 | 526.3636 | 334.6574 | 322.404
4.22 | 79.5451 | 13.3922 | 205.5467 | 217.3788 | 542.4373 | 529.045 | 336.8906 | 325.0585
4.23 | 79.7336 | 12.8079 | 205.4115 | 216.8214 | 544.5404 | 531.7326 | 339.1289 | 327.719
4.24 | 79.9221 | 12.2223 | 205.2761 | 216.263 | 546.6485 | 534.4262 | 341.3725 | 330.3855
4.25 | 80.1106 | 11.6355 | 205.1403 | 215.7036 | 548.7615 | 537.126 | 343.6212 | 333.0579
4.26 | 80.2991 | 11.0475 | 205.0043 | 215.143 | 550.8793 | 539.8318 | 345.875 | 335.7363
4.27 | 80.4876 | 10.4582 | 204.868 | 214.5814 | 553.0021 | 542.5438 | 348.1341 | 338.4207
4.28 | 80.6761 | 9.8678 | 204.7314 | 214.0187 | 555.1297 | 545.2619 | 350.3983 | 341.111
4.29 | 80.8646 | 9.2761 | 204.5946 | 213.4549 | 557.2622 | 547.9861 | 352.6676 | 343.8073
4.3 | 81.0531 | 8.6832 | 204.4574 | 212.8901 | 559.3996 | 550.7164 | 354.9421 | 346.5095
4.31 | 81.2416 | 8.089 | 204.32 | 212.3242 | 561.5419 | 553.4528 | 357.2218 | 349.2177
4.32 | 81.4301 | 7.4937 | 204.1824 | 211.7572 | 563.6891 | 556.1954 | 359.5067 | 351.9319
4.33 | 81.6186 | 6.8971 | 204.0444 | 211.1892 | 565.8411 | 558.944 | 361.7967 | 354.652
4.34 | 81.8071 | 6.2993 | 203.9062 | 210.62 | 567.9981 | 561.6988 | 364.0919 | 357.3781
4.35 | 81.9956 | 5.7003 | 203.7677 | 210.0498 | 570.1599 | 564.4596 | 366.3923 | 360.1101
4.36 | 82.1841 | 5.1001 | 203.6289 | 209.4785 | 572.3267 | 567.2266 | 368.6978 | 362.8481
4.37 | 82.3726 | 4.4986 | 203.4898 | 208.9062 | 574.4983 | 569.9997 | 371.0085 | 365.5921
4.38 | 82.5611 | 3.8959 | 203.3505 | 208.3328 | 576.6748 | 572.7789 | 373.3244 | 368.342
4.39 | 82.7496 | 3.292 | 203.2108 | 207.7583 | 578.8562 | 575.5642 | 375.6454 | 371.0979
4.4 | 82.938 | 2.6869 | 203.0709 | 207.1827 | 581.0425 | 578.3556 | 377.9716 | 373.8598
4.41 | 83.1265 | 2.0805 | 202.9308 | 206.6061 | 583.2337 | 581.1532 | 380.3029 | 376.6276
4.42 | 83.315 | 1.4729 | 202.7903 | 206.0284 | 585.4298 | 583.9568 | 382.6394 | 379.4014
4.43 | 83.5035 | 0.86413 | 202.6496 | 205.4496 | 587.6307 | 586.7666 | 384.9811 | 382.1811
4.44 | 83.692 | 0.25411 | 202.5086 | 204.8697 | 589.8366 | 589.5824 | 387.328 | 384.9668
4.45 | 83.8805 | MAX FLOW REACHED | 202.3673 | 204.2888 | 592.0473 | N/A | 389.68 | 387.7585
4.46 | 84.069 | MAX FLOW REACHED | 202.2257 | 203.7068 | 594.2629 | N/A | 392.0372 | 390.5561
4.47 | 84.2575 | MAX FLOW REACHED | 202.0839 | 203.1237 | 596.4834 | N/A | 394.3995 | 393.3597
4.48 | 84.446 | MAX FLOW REACHED | 201.9418 | 202.5395 | 598.7088 | N/A | 396.767 | 396.1693
4.49 | 84.6345 | MAX FLOW REACHED | 201.7994 | 201.9543 | 600.9391 | N/A | 399.1397 | 398.9848
4.5 | 84.823 | MAX FLOW REACHED | 201.6567 | 201.368 | 603.1743 | N/A | 401.5176 | 401.8063
4.51 | 85.0115 | MAX FLOW REACHED | 201.5138 | 200.7806 | 605.4144 | N/A | 403.9006 | 404.6337
4.52 | 85.2 | MAX FLOW REACHED | 201.3705 | 200.1922 | 607.6593 | N/A | 406.2888 | 407.4671
4.53 | 85.3885 | MAX FLOW REACHED | 201.227 | 199.6027 | 609.9092 | N/A | 408.6821 | 410.3065
4.54 | 85.577 | MAX FLOW REACHED | 201.0833 | 199.0121 | 612.1639 | N/A | 411.0806 | 413.1518
4.55 | 85.7655 | MAX FLOW REACHED | 200.9392 | 198.4204 | 614.4235 | N/A | 413.4843 | 416.0031
4.56 | 85.954 | MAX FLOW REACHED | 200.7949 | 197.8277 | 616.688 | N/A | 415.8931 | 418.8603
4.57 | 86.1425 | MAX FLOW REACHED | 200.6503 | 197.2339 | 618.9574 | N/A | 418.3072 | 421.7235
4.58 | 86.331 | MAX FLOW REACHED | 200.5054 | 196.639 | 621.2317 | N/A | 420.7263 | 424.5927
4.59 | 86.5195 | MAX FLOW REACHED | 200.3602 | 196.043 | 623.5109 | N/A | 423.1507 | 427.4679
4.6 | 86.708 | MAX FLOW REACHED | 200.2148 | 195.446 | 625.795 | N/A | 425.5802 | 430.3489
4.61 | 86.8965 | MAX FLOW REACHED | 200.0691 | 194.8479 | 628.0839 | N/A | 428.0149 | 433.236
4.62 | 87.0849 | MAX FLOW REACHED | 199.9231 | 194.2487 | 630.3778 | N/A | 430.4547 | 436.129
4.63 | 87.2734 | MAX FLOW REACHED | 199.7768 | 193.6485 | 632.6765 | N/A | 432.8997 | 439.028
4.64 | 87.4619 | MAX FLOW REACHED | 199.6302 | 193.0472 | 634.9801 | N/A | 435.3499 | 441.9329
4.65 | 87.6504 | MAX FLOW REACHED | 199.4834 | 192.4448 | 637.2886 | N/A | 437.8052 | 444.8438
4.66 | 87.8389 | MAX FLOW REACHED | 199.3363 | 191.8413 | 639.602 | N/A | 440.2657 | 447.7607
4.67 | 88.0274 | MAX FLOW REACHED | 199.1889 | 191.2368 | 641.9203 | N/A | 442.7314 | 450.6835
4.68 | 88.2159 | MAX FLOW REACHED | 199.0413 | 190.6312 | 644.2435 | N/A | 445.2022 | 453.6123
4.69 | 88.4044 | MAX FLOW REACHED | 198.8933 | 190.0245 | 646.5716 | N/A | 447.6782 | 456.5471
4.7 | 88.5929 | MAX FLOW REACHED | 198.7451 | 189.4167 | 648.9045 | N/A | 450.1594 | 459.4878
4.71 | 88.7814 | MAX FLOW REACHED | 198.5966 | 188.8079 | 651.2424 | N/A | 452.6457 | 462.4345
4.72 | 88.9699 | MAX FLOW REACHED | 198.4479 | 188.198 | 653.5851 | N/A | 455.1372 | 465.3871
4.73 | 89.1584 | MAX FLOW REACHED | 198.2988 | 187.587 | 655.9327 | N/A | 457.6339 | 468.3457
4.74 | 89.3469 | MAX FLOW REACHED | 198.1495 | 186.975 | 658.2852 | N/A | 460.1357 | 471.3103
4.75 | 89.5354 | MAX FLOW REACHED | 197.9999 | 186.3618 | 660.6426 | N/A | 462.6427 | 474.2808
4.76 | 89.7239 | MAX FLOW REACHED | 197.85 | 185.7476 | 663.0049 | N/A | 465.1549 | 477.2573
4.77 | 89.9124 | MAX FLOW REACHED | 197.6999 | 185.1324 | 665.3721 | N/A | 467.6722 | 480.2397
4.78 | 90.1009 | MAX FLOW REACHED | 197.5495 | 184.516 | 667.7441 | N/A | 470.1947 | 483.2281
4.79 | 90.2894 | MAX FLOW REACHED | 197.3988 | 183.8986 | 670.1211 | N/A | 472.7223 | 486.2225
4.8 | 90.4779 | MAX FLOW REACHED | 197.2478 | 183.2801 | 672.5029 | N/A | 475.2552 | 489.2228
4.81 | 90.6664 | MAX FLOW REACHED | 197.0965 | 182.6606 | 674.8897 | N/A | 477.7932 | 492.2291
4.82 | 90.8549 | MAX FLOW REACHED | 196.945 | 182.0399 | 677.2813 | N/A | 480.3363 | 495.2414
4.83 | 91.0434 | MAX FLOW REACHED | 196.7932 | 181.4182 | 679.6778 | N/A | 482.8846 | 498.2596
4.84 | 91.2319 | MAX FLOW REACHED | 196.6411 | 180.7954 | 682.0792 | N/A | 485.4381 | 501.2838
4.85 | 91.4203 | MAX FLOW REACHED | 196.4887 | 180.1716 | 684.4855 | N/A | 487.9968 | 504.3139
4.86 | 91.6088 | MAX FLOW REACHED | 196.336 | 179.5466 | 686.8967 | N/A | 490.5606 | 507.35
4.87 | 91.7973 | MAX FLOW REACHED | 196.1831 | 178.9206 | 689.3127 | N/A | 493.1296 | 510.3921
4.88 | 91.9858 | MAX FLOW REACHED | 196.0299 | 178.2936 | 691.7337 | N/A | 495.7037 | 513.4401
4.89 | 92.1743 | MAX FLOW REACHED | 195.8764 | 177.6654 | 694.1595 | N/A | 498.2831 | 516.4941
4.9 | 92.3628 | MAX FLOW REACHED | 195.7227 | 177.0362 | 696.5902 | N/A | 500.8675 | 519.554
4.91 | 92.5513 | MAX FLOW REACHED | 195.5687 | 176.4059 | 699.0259 | N/A | 503.4572 | 522.6199
4.92 | 92.7398 | MAX FLOW REACHED | 195.4144 | 175.7746 | 701.4664 | N/A | 506.052 | 525.6918
4.93 | 92.9283 | MAX FLOW REACHED | 195.2598 | 175.1421 | 703.9118 | N/A | 508.652 | 528.7696
4.94 | 93.1168 | MAX FLOW REACHED | 195.1049 | 174.5086 | 706.362 | N/A | 511.2571 | 531.8534
4.95 | 93.3053 | MAX FLOW REACHED | 194.9498 | 173.874 | 708.8172 | N/A | 513.8675 | 534.9432
4.96 | 93.4938 | MAX FLOW REACHED | 194.7943 | 173.2384 | 711.2773 | N/A | 516.4829 | 538.0389
4.97 | 93.6823 | MAX FLOW REACHED | 194.6386 | 172.6016 | 713.7422 | N/A | 519.1036 | 541.1406
4.98 | 93.8708 | MAX FLOW REACHED | 194.4827 | 171.9638 | 716.2121 | N/A | 521.7294 | 544.2482
4.99 | 94.0593 | MAX FLOW REACHED | 194.3264 | 171.325 | 718.6868 | N/A | 524.3604 | 547.3618
5 | 94.2478 | MAX FLOW REACHED | 194.1699 | 170.685 | 721.1664 | N/A | 526.9965 | 550.4814
5.01 | 94.4363 | MAX FLOW REACHED | 194.0131 | 170.044 | 723.6509 | N/A | 529.6378 | 553.6069
5.02 | 94.6248 | MAX FLOW REACHED | 193.856 | 169.4019 | 726.1403 | N/A | 532.2843 | 556.7384
5.03 | 94.8133 | MAX FLOW REACHED | 193.6987 | 168.7587 | 728.6346 | N/A | 534.9359 | 559.8759
5.04 | 95.0018 | MAX FLOW REACHED | 193.541 | 168.1145 | 731.1338 | N/A | 537.5927 | 563.0193
5.05 | 95.1903 | MAX FLOW REACHED | 193.3831 | 167.4692 | 733.6378 | N/A | 540.2547 | 566.1687
5.06 | 95.3788 | MAX FLOW REACHED | 193.2249 | 166.8228 | 736.1468 | N/A | 542.9219 | 569.324
5.07 | 95.5672 | MAX FLOW REACHED | 193.0665 | 166.1753 | 738.6606 | N/A | 545.5942 | 572.4853
5.08 | 95.7557 | MAX FLOW REACHED | 192.9077 | 165.5268 | 741.1794 | N/A | 548.2716 | 575.6526
5.09 | 95.9442 | MAX FLOW REACHED | 192.7487 | 164.8772 | 743.703 | N/A | 550.9543 | 578.8258
5.1 | 96.1327 | MAX FLOW REACHED | 192.5894 | 164.2265 | 746.2315 | N/A | 553.6421 | 582.005
5.11 | 96.3212 | MAX FLOW REACHED | 192.4298 | 163.5747 | 748.7649 | N/A | 556.335 | 585.1901
5.12 | 96.5097 | MAX FLOW REACHED | 192.27 | 162.9219 | 751.3032 | N/A | 559.0332 | 588.3812
5.13 | 96.6982 | MAX FLOW REACHED | 192.1098 | 162.268 | 753.8463 | N/A | 561.7365 | 591.5783
5.14 | 96.8867 | MAX FLOW REACHED | 191.9494 | 161.613 | 756.3944 | N/A | 564.4449 | 594.7813
5.15 | 97.0752 | MAX FLOW REACHED | 191.7888 | 160.957 | 758.9473 | N/A | 567.1586 | 597.9903
5.16 | 97.2637 | MAX FLOW REACHED | 191.6278 | 160.2999 | 761.5052 | N/A | 569.8774 | 601.2053
5.17 | 97.4522 | MAX FLOW REACHED | 191.4666 | 159.6417 | 764.0679 | N/A | 572.6013 | 604.4262
5.18 | 97.6407 | MAX FLOW REACHED | 191.305 | 158.9824 | 766.6355 | N/A | 575.3305 | 607.6531
5.19 | 97.8292 | MAX FLOW REACHED | 191.1432 | 158.3221 | 769.208 | N/A | 578.0648 | 610.8859
5.2 | 98.0177 | MAX FLOW REACHED | 190.9812 | 157.6607 | 771.7854 | N/A | 580.8042 | 614.1247
5.21 | 98.2062 | MAX FLOW REACHED | 190.8188 | 156.9982 | 774.3677 | N/A | 583.5489 | 617.3695
5.22 | 98.3947 | MAX FLOW REACHED | 190.6562 | 156.3346 | 776.9549 | N/A | 586.2987 | 620.6202
5.23 | 98.5832 | MAX FLOW REACHED | 190.4933 | 155.67 | 779.5469 | N/A | 589.0536 | 623.8769
5.24 | 98.7717 | MAX FLOW REACHED | 190.3301 | 155.0043 | 782.1439 | N/A | 591.8137 | 627.1396
5.25 | 98.9602 | MAX FLOW REACHED | 190.1667 | 154.3375 | 784.7457 | N/A | 594.579 | 630.4082
5.26 | 99.1487 | MAX FLOW REACHED | 190.0029 | 153.6697 | 787.3524 | N/A | 597.3495 | 633.6827
5.27 | 99.3372 | MAX FLOW REACHED | 189.8389 | 153.0008 | 789.964 | N/A | 600.1251 | 636.9633
5.28 | 99.5257 | MAX FLOW REACHED | 189.6746 | 152.3308 | 792.5806 | N/A | 602.9059 | 640.2498
5.29 | 99.7142 | MAX FLOW REACHED | 189.5101 | 151.6597 | 795.2019 | N/A | 605.6919 | 643.5422
5.3 | 99.9026 | MAX FLOW REACHED | 189.3452 | 150.9876 | 797.8282 | N/A | 608.483 | 646.8407
5.31 | 100.0911 | MAX FLOW REACHED | 189.1801 | 150.3144 | 800.4594 | N/A | 611.2793 | 650.145
5.32 | 100.2796 | MAX FLOW REACHED | 189.0147 | 149.6401 | 803.0955 | N/A | 614.0807 | 653.4554
5.33 | 100.4681 | MAX FLOW REACHED | 188.8491 | 148.9647 | 805.7364 | N/A | 616.8873 | 656.7717
5.34 | 100.6566 | MAX FLOW REACHED | 188.6831 | 148.2883 | 808.3822 | N/A | 619.6991 | 660.094
5.35 | 100.8451 | MAX FLOW REACHED | 188.5169 | 147.6108 | 811.033 | N/A | 622.5161 | 663.4222
5.36 | 101.0336 | MAX FLOW REACHED | 188.3504 | 146.9322 | 813.6886 | N/A | 625.3382 | 666.7564
5.37 | 101.2221 | MAX FLOW REACHED | 188.1836 | 146.2525 | 816.3491 | N/A | 628.1655 | 670.0965
5.38 | 101.4106 | MAX FLOW REACHED | 188.0165 | 145.5718 | 819.0145 | N/A | 630.9979 | 673.4427
5.39 | 101.5991 | MAX FLOW REACHED | 187.8492 | 144.89 | 821.6847 | N/A | 633.8355 | 676.7947
5.4 | 101.7876 | MAX FLOW REACHED | 187.6816 | 144.2071 | 824.3599 | N/A | 636.6783 | 680.1528
5.41 | 101.9761 | MAX FLOW REACHED | 187.5137 | 143.5232 | 827.04 | N/A | 639.5263 | 683.5168
5.42 | 102.1646 | MAX FLOW REACHED | 187.3455 | 142.8382 | 829.7249 | N/A | 642.3794 | 686.8867
5.43 | 102.3531 | MAX FLOW REACHED | 187.1771 | 142.1521 | 832.4148 | N/A | 645.2377 | 690.2627
5.44 | 102.5416 | MAX FLOW REACHED | 187.0084 | 141.4649 | 835.1095 | N/A | 648.1011 | 693.6445
5.45 | 102.7301 | MAX FLOW REACHED | 186.8394 | 140.7767 | 837.8091 | N/A | 650.9697 | 697.0324
5.46 | 102.9186 | MAX FLOW REACHED | 186.6701 | 140.0874 | 840.5136 | N/A | 653.8435 | 700.4262
5.47 | 103.1071 | MAX FLOW REACHED | 186.5006 | 139.397 | 843.223 | N/A | 656.7224 | 703.826
5.48 | 103.2956 | MAX FLOW REACHED | 186.3307 | 138.7056 | 845.9373 | N/A | 659.6065 | 707.2317
5.49 | 103.4841 | MAX FLOW REACHED | 186.1606 | 138.013 | 848.6564 | N/A | 662.4958 | 710.6434
5.5 | 103.6726 | MAX FLOW REACHED | 185.9902 | 137.3194 | 851.3805 | N/A | 665.3903 | 714.0611
5.51 | 103.8611 | MAX FLOW REACHED | 185.8196 | 136.6248 | 854.1094 | N/A | 668.2899 | 717.4847
5.52 | 104.0495 | MAX FLOW REACHED | 185.6486 | 135.929 | 856.8433 | N/A | 671.1946 | 720.9143
5.53 | 104.238 | MAX FLOW REACHED | 185.4774 | 135.2322 | 859.582 | N/A | 674.1046 | 724.3498
5.54 | 104.4265 | MAX FLOW REACHED | 185.3059 | 134.5343 | 862.3256 | N/A | 677.0197 | 727.7913
5.55 | 104.615 | MAX FLOW REACHED | 185.1342 | 133.8353 | 865.0741 | N/A | 679.9399 | 731.2388
5.56 | 104.8035 | MAX FLOW REACHED | 184.9621 | 133.1353 | 867.8275 | N/A | 682.8654 | 734.6922
5.57 | 104.992 | MAX FLOW REACHED | 184.7898 | 132.4342 | 870.5858 | N/A | 685.796 | 738.1516
5.58 | 105.1805 | MAX FLOW REACHED | 184.6172 | 131.732 | 873.3489 | N/A | 688.7317 | 741.6169
5.59 | 105.369 | MAX FLOW REACHED | 184.4443 | 131.0287 | 876.117 | N/A | 691.6727 | 745.0883
5.6 | 105.5575 | MAX FLOW REACHED | 184.2712 | 130.3244 | 878.8899 | N/A | 694.6188 | 748.5655
5.61 | 105.746 | MAX FLOW REACHED | 184.0977 | 129.619 | 881.6678 | N/A | 697.57 | 752.0488
5.62 | 105.9345 | MAX FLOW REACHED | 183.924 | 128.9125 | 884.4505 | N/A | 700.5265 | 755.538
5.63 | 106.123 | MAX FLOW REACHED | 183.75 | 128.205 | 887.2381 | N/A | 703.4881 | 759.0331
5.64 | 106.3115 | MAX FLOW REACHED | 183.5758 | 127.4964 | 890.0306 | N/A | 706.4548 | 762.5342
5.65 | 106.5 | MAX FLOW REACHED | 183.4012 | 126.7867 | 892.828 | N/A | 709.4268 | 766.0413
5.66 | 106.6885 | MAX FLOW REACHED | 183.2264 | 126.0759 | 895.6303 | N/A | 712.4039 | 769.5544
5.67 | 106.877 | MAX FLOW REACHED | 183.0513 | 125.364 | 898.4374 | N/A | 715.3861 | 773.0734
5.68 | 107.0655 | MAX FLOW REACHED | 182.8759 | 124.6511 | 901.2495 | N/A | 718.3735 | 776.5984
5.69 | 107.254 | MAX FLOW REACHED | 182.7003 | 123.9371 | 904.0664 | N/A | 721.3661 | 780.1293
5.7 | 107.4425 | MAX FLOW REACHED | 182.5244 | 123.2221 | 906.8883 | N/A | 724.3639 | 783.6662
5.71 | 107.631 | MAX FLOW REACHED | 182.3482 | 122.506 | 909.715 | N/A | 727.3668 | 787.209
5.72 | 107.8195 | MAX FLOW REACHED | 182.1717 | 121.7887 | 912.5466 | N/A | 730.3749 | 790.7579
5.73 | 108.008 | MAX FLOW REACHED | 181.9949 | 121.0705 | 915.3831 | N/A | 733.3882 | 794.3126
5.74 | 108.1965 | MAX FLOW REACHED | 181.8179 | 120.3511 | 918.2245 | N/A | 736.4066 | 797.8734
5.75 | 108.3849 | MAX FLOW REACHED | 181.6406 | 119.6307 | 921.0708 | N/A | 739.4302 | 801.4401
5.76 | 108.5734 | MAX FLOW REACHED | 181.463 | 118.9092 | 923.9219 | N/A | 742.4589 | 805.0127
5.77 | 108.7619 | MAX FLOW REACHED | 181.2851 | 118.1866 | 926.778 | N/A | 745.4928 | 808.5914
5.78 | 108.9504 | MAX FLOW REACHED | 181.107 | 117.463 | 929.6389 | N/A | 748.5319 | 812.1759
5.79 | 109.1389 | MAX FLOW REACHED | 180.9286 | 116.7382 | 932.5047 | N/A | 751.5762 | 815.7665
5.8 | 109.3274 | MAX FLOW REACHED | 180.7499 | 116.0125 | 935.3755 | N/A | 754.6256 | 819.363
5.81 | 109.5159 | MAX FLOW REACHED | 180.5709 | 115.2856 | 938.2511 | N/A | 757.6802 | 822.9655
5.82 | 109.7044 | MAX FLOW REACHED | 180.3916 | 114.5577 | 941.1316 | N/A | 760.7399 | 826.5739
5.83 | 109.8929 | MAX FLOW REACHED | 180.2121 | 113.8286 | 944.017 | N/A | 763.8048 | 830.1883
5.84 | 110.0814 | MAX FLOW REACHED | 180.0323 | 113.0986 | 946.9072 | N/A | 766.8749 | 833.8087
5.85 | 110.2699 | MAX FLOW REACHED | 179.8522 | 112.3674 | 949.8024 | N/A | 769.9502 | 837.435
5.86 | 110.4584 | MAX FLOW REACHED | 179.6719 | 111.6352 | 952.7025 | N/A | 773.0306 | 841.0673
5.87 | 110.6469 | MAX FLOW REACHED | 179.4912 | 110.9019 | 955.6074 | N/A | 776.1162 | 844.7055
5.88 | 110.8354 | MAX FLOW REACHED | 179.3103 | 110.1675 | 958.5172 | N/A | 779.2069 | 848.3497
5.89 | 111.0239 | MAX FLOW REACHED | 179.1291 | 109.4321 | 961.4319 | N/A | 782.3028 | 851.9999
5.9 | 111.2124 | MAX FLOW REACHED | 178.9477 | 108.6955 | 964.3516 | N/A | 785.4039 | 855.656
5.91 | 111.4009 | MAX FLOW REACHED | 178.7659 | 107.9579 | 967.276 | N/A | 788.5101 | 859.3181
5.92 | 111.5894 | MAX FLOW REACHED | 178.5839 | 107.2193 | 970.2054 | N/A | 791.6215 | 862.9862
5.93 | 111.7779 | MAX FLOW REACHED | 178.4016 | 106.4795 | 973.1397 | N/A | 794.7381 | 866.6602
5.94 | 111.9664 | MAX FLOW REACHED | 178.219 | 105.7387 | 976.0789 | N/A | 797.8599 | 870.3402
5.95 | 112.1549 | MAX FLOW REACHED | 178.0362 | 104.9968 | 979.0229 | N/A | 800.9868 | 874.0261
5.96 | 112.3434 | MAX FLOW REACHED | 177.853 | 104.2539 | 981.9719 | N/A | 804.1188 | 877.718
5.97 | 112.5318 | MAX FLOW REACHED | 177.6696 | 103.5098 | 984.9257 | N/A | 807.2561 | 881.4159
5.98 | 112.7203 | MAX FLOW REACHED | 177.4859 | 102.7647 | 987.8844 | N/A | 810.3985 | 885.1197
5.99 | 112.9088 | MAX FLOW REACHED | 177.302 | 102.0186 | 990.848 | N/A | 813.546 | 888.8295
6 | 113.0973 | MAX FLOW REACHED | 177.1177 | 101.2713 | 993.8165 | N/A | 816.6988 | 892.5452
6.01 | 113.2858 | MAX FLOW REACHED | 176.9332 | 100.523 | 996.7899 | N/A | 819.8567 | 896.2669
6.02 | 113.4743 | MAX FLOW REACHED | 176.7484 | 99.7736 | 999.7682 | N/A | 823.0198 | 899.9946
6.03 | 113.6628 | MAX FLOW REACHED | 176.5633 | 99.0231 | 1002.7513 | N/A | 826.188 | 903.7282
6.04 | 113.8513 | MAX FLOW REACHED | 176.378 | 98.2716 | 1005.7394 | N/A | 829.3614 | 907.4678
6.05 | 114.0398 | MAX FLOW REACHED | 176.1924 | 97.5189 | 1008.7323 | N/A | 832.54 | 911.2134
6.06 | 114.2283 | MAX FLOW REACHED | 176.0065 | 96.7653 | 1011.7301 | N/A | 835.7237 | 914.9649
6.07 | 114.4168 | MAX FLOW REACHED | 175.8203 | 96.0105 | 1014.7329 | N/A | 838.9126 | 918.7224
6.08 | 114.6053 | MAX FLOW REACHED | 175.6338 | 95.2547 | 1017.7405 | N/A | 842.1066 | 922.4858
6.09 | 114.7938 | MAX FLOW REACHED | 175.4471 | 94.4977 | 1020.753 | N/A | 845.3059 | 926.2552
6.1 | 114.9823 | MAX FLOW REACHED | 175.2601 | 93.7398 | 1023.7704 | N/A | 848.5103 | 930.0306
6.11 | 115.1708 | MAX FLOW REACHED | 175.0728 | 92.9807 | 1026.7926 | N/A | 851.7198 | 933.8119
6.12 | 115.3593 | MAX FLOW REACHED | 174.8852 | 92.2206 | 1029.8198 | N/A | 854.9346 | 937.5992
6.13 | 115.5478 | MAX FLOW REACHED | 174.6974 | 91.4594 | 1032.8518 | N/A | 858.1544 | 941.3925
6.14 | 115.7363 | MAX FLOW REACHED | 174.5093 | 90.6971 | 1035.8888 | N/A | 861.3795 | 945.1917
6.15 | 115.9248 | MAX FLOW REACHED | 174.3209 | 89.9338 | 1038.9306 | N/A | 864.6097 | 948.9968
6.16 | 116.1133 | MAX FLOW REACHED | 174.1322 | 89.1693 | 1041.9773 | N/A | 867.8451 | 952.808
6.17 | 116.3018 | MAX FLOW REACHED | 173.9432 | 88.4038 | 1045.0289 | N/A | 871.0857 | 956.6251
6.18 | 116.4903 | MAX FLOW REACHED | 173.754 | 87.6373 | 1048.0854 | N/A | 874.3314 | 960.4481
6.19 | 116.6788 | MAX FLOW REACHED | 173.5645 | 86.8696 | 1051.1468 | N/A | 877.5823 | 964.2772
6.2 | 116.8672 | MAX FLOW REACHED | 173.3747 | 86.1009 | 1054.2131 | N/A | 880.8383 | 968.1121
6.21 | 117.0557 | MAX FLOW REACHED | 173.1847 | 85.3311 | 1057.2842 | N/A | 884.0996 | 971.9531
6.22 | 117.2442 | MAX FLOW REACHED | 172.9943 | 84.5603 | 1060.3603 | N/A | 887.3659 | 975.8
6.23 | 117.4327 | MAX FLOW REACHED | 172.8037 | 83.7884 | 1063.4412 | N/A | 890.6375 | 979.6529
6.24 | 117.6212 | MAX FLOW REACHED | 172.6128 | 83.0154 | 1066.527 | N/A | 893.9142 | 983.5117
6.25 | 117.8097 | MAX FLOW REACHED | 172.4217 | 82.2413 | 1069.6178 | N/A | 897.1961 | 987.3765
6.26 | 117.9982 | MAX FLOW REACHED | 172.2302 | 81.4661 | 1072.7134 | N/A | 900.4831 | 991.2472
6.27 | 118.1867 | MAX FLOW REACHED | 172.0385 | 80.6899 | 1075.8139 | N/A | 903.7754 | 995.1239
6.28 | 118.3752 | MAX FLOW REACHED | 171.8465 | 79.9126 | 1078.9192 | N/A | 907.0727 | 999.0066
6.29 | 118.5637 | MAX FLOW REACHED | 171.6542 | 79.1342 | 1082.0295 | N/A | 910.3753 | 1002.8953
6.3 | 118.7522 | MAX FLOW REACHED | 171.4617 | 78.3548 | 1085.1447 | N/A | 913.683 | 1006.7899
6.31 | 118.9407 | MAX FLOW REACHED | 171.2688 | 77.5743 | 1088.2647 | N/A | 916.9959 | 1010.6904
6.32 | 119.1292 | MAX FLOW REACHED | 171.0757 | 76.7927 | 1091.3896 | N/A | 920.3139 | 1014.597
6.33 | 119.3177 | MAX FLOW REACHED | 170.8823 | 76.01 | 1094.5195 | N/A | 923.6371 | 1018.5094
6.34 | 119.5062 | MAX FLOW REACHED | 170.6887 | 75.2263 | 1097.6542 | N/A | 926.9655 | 1022.4279
6.35 | 119.6947 | MAX FLOW REACHED | 170.4947 | 74.4415 | 1100.7938 | N/A | 930.2991 | 1026.3523
6.36 | 119.8832 | MAX FLOW REACHED | 170.3005 | 73.6556 | 1103.9383 | N/A | 933.6378 | 1030.2827
6.37 | 120.0717 | MAX FLOW REACHED | 170.106 | 72.8687 | 1107.0877 | N/A | 936.9816 | 1034.219
6.38 | 120.2602 | MAX FLOW REACHED | 169.9112 | 72.0806 | 1110.2419 | N/A | 940.3307 | 1038.1613
6.39 | 120.4487 | MAX FLOW REACHED | 169.7162 | 71.2915 | 1113.4011 | N/A | 943.6849 | 1042.1096
6.4 | 120.6372 | MAX FLOW REACHED | 169.5209 | 70.5014 | 1116.5651 | N/A | 947.0443 | 1046.0638
6.41 | 120.8257 | MAX FLOW REACHED | 169.3253 | 69.7101 | 1119.7341 | N/A | 950.4088 | 1050.024
6.42 | 121.0141 | MAX FLOW REACHED | 169.1294 | 68.9178 | 1122.9079 | N/A | 953.7785 | 1053.9901
6.43 | 121.2026 | MAX FLOW REACHED | 168.9332 | 68.1244 | 1126.0866 | N/A | 957.1534 | 1057.9622
6.44 | 121.3911 | MAX FLOW REACHED | 168.7368 | 67.3299 | 1129.2702 | N/A | 960.5334 | 1061.9403
6.45 | 121.5796 | MAX FLOW REACHED | 168.5401 | 66.5344 | 1132.4587 | N/A | 963.9186 | 1065.9243
6.46 | 121.7681 | MAX FLOW REACHED | 168.3431 | 65.7378 | 1135.6521 | N/A | 967.309 | 1069.9143
6.47 | 121.9566 | MAX FLOW REACHED | 168.1458 | 64.9401 | 1138.8503 | N/A | 970.7045 | 1073.9102
6.48 | 122.1451 | MAX FLOW REACHED | 167.9483 | 64.1413 | 1142.0535 | N/A | 974.1052 | 1077.9122
6.49 | 122.3336 | MAX FLOW REACHED | 167.7505 | 63.3415 | 1145.2616 | N/A | 977.5111 | 1081.92
6.5 | 122.5221 | MAX FLOW REACHED | 167.5524 | 62.5406 | 1148.4745 | N/A | 980.9221 | 1085.9339
6.51 | 122.7106 | MAX FLOW REACHED | 167.354 | 61.7386 | 1151.6923 | N/A | 984.3383 | 1089.9537
6.52 | 122.8991 | MAX FLOW REACHED | 167.1553 | 60.9356 | 1154.915 | N/A | 987.7597 | 1093.9794
6.53 | 123.0876 | MAX FLOW REACHED | 166.9564 | 60.1315 | 1158.1426 | N/A | 991.1862 | 1098.0112
6.54 | 123.2761 | MAX FLOW REACHED | 166.7572 | 59.3263 | 1161.3751 | N/A | 994.6179 | 1102.0488
6.55 | 123.4646 | MAX FLOW REACHED | 166.5577 | 58.52 | 1164.6125 | N/A | 998.0548 | 1106.0925
6.56 | 123.6531 | MAX FLOW REACHED | 166.358 | 57.7127 | 1167.8548 | N/A | 1001.4968 | 1110.1421
6.57 | 123.8416 | MAX FLOW REACHED | 166.1579 | 56.9042 | 1171.1019 | N/A | 1004.944 | 1114.1977
6.58 | 124.0301 | MAX FLOW REACHED | 165.9576 | 56.0948 | 1174.354 | N/A | 1008.3963 | 1118.2592
6.59 | 124.2186 | MAX FLOW REACHED | 165.757 | 55.2842 | 1177.6109 | N/A | 1011.8539 | 1122.3267
6.6 | 124.4071 | MAX FLOW REACHED | 165.5562 | 54.4726 | 1180.8727 | N/A | 1015.3166 | 1126.4001
6.61 | 124.5956 | MAX FLOW REACHED | 165.355 | 53.6599 | 1184.1394 | N/A | 1018.7844 | 1130.4796
6.62 | 124.7841 | MAX FLOW REACHED | 165.1536 | 52.8461 | 1187.411 | N/A | 1022.2574 | 1134.5649
6.63 | 124.9726 | MAX FLOW REACHED | 164.9519 | 52.0312 | 1190.6875 | N/A | 1025.7356 | 1138.6563
6.64 | 125.1611 | MAX FLOW REACHED | 164.7499 | 51.2153 | 1193.9689 | N/A | 1029.219 | 1142.7536
6.65 | 125.3495 | MAX FLOW REACHED | 164.5477 | 50.3983 | 1197.2552 | N/A | 1032.7075 | 1146.8569
6.66 | 125.538 | MAX FLOW REACHED | 164.3451 | 49.5802 | 1200.5463 | N/A | 1036.2012 | 1150.9661
6.67 | 125.7265 | MAX FLOW REACHED | 164.1423 | 48.7611 | 1203.8424 | N/A | 1039.7 | 1155.0813
6.68 | 125.915 | MAX FLOW REACHED | 163.9392 | 47.9409 | 1207.1433 | N/A | 1043.2041 | 1159.2024
6.69 | 126.1035 | MAX FLOW REACHED | 163.7359 | 47.1196 | 1210.4491 | N/A | 1046.7132 | 1163.3295
6.7 | 126.292 | MAX FLOW REACHED | 163.5322 | 46.2972 | 1213.7598 | N/A | 1050.2276 | 1167.4626
6.71 | 126.4805 | MAX FLOW REACHED | 163.3283 | 45.4738 | 1217.0754 | N/A | 1053.7471 | 1171.6016
6.72 | 126.669 | MAX FLOW REACHED | 163.1241 | 44.6493 | 1220.3959 | N/A | 1057.2718 | 1175.7466
6.73 | 126.8575 | MAX FLOW REACHED | 162.9196 | 43.8237 | 1223.7213 | N/A | 1060.8016 | 1179.8976
6.74 | 127.046 | MAX FLOW REACHED | 162.7149 | 42.997 | 1227.0516 | N/A | 1064.3366 | 1184.0545
6.75 | 127.2345 | MAX FLOW REACHED | 162.5099 | 42.1693 | 1230.3867 | N/A | 1067.8768 | 1188.2174
6.76 | 127.423 | MAX FLOW REACHED | 162.3046 | 41.3405 | 1233.7267 | N/A | 1071.4222 | 1192.3862
6.77 | 127.6115 | MAX FLOW REACHED | 162.099 | 40.5106 | 1237.0717 | N/A | 1074.9727 | 1196.561
6.78 | 127.8 | MAX FLOW REACHED | 161.8931 | 39.6797 | 1240.4215 | N/A | 1078.5284 | 1200.7418
6.79 | 127.9885 | MAX FLOW REACHED | 161.687 | 38.8477 | 1243.7762 | N/A | 1082.0892 | 1204.9285
6.8 | 128.177 | MAX FLOW REACHED | 161.4806 | 38.0146 | 1247.1358 | N/A | 1085.6552 | 1209.1212
6.81 | 128.3655 | MAX FLOW REACHED | 161.2739 | 37.1804 | 1250.5003 | N/A | 1089.2264 | 1213.3199
6.82 | 128.554 | MAX FLOW REACHED | 161.0669 | 36.3452 | 1253.8697 | N/A | 1092.8027 | 1217.5245
6.83 | 128.7425 | MAX FLOW REACHED | 160.8597 | 35.5089 | 1257.2439 | N/A | 1096.3842 | 1221.7351
6.84 | 128.931 | MAX FLOW REACHED | 160.6522 | 34.6715 | 1260.6231 | N/A | 1099.9709 | 1225.9516
6.85 | 129.1195 | MAX FLOW REACHED | 160.4444 | 33.833 | 1264.0071 | N/A | 1103.5628 | 1230.1741
6.86 | 129.308 | MAX FLOW REACHED | 160.2363 | 32.9935 | 1267.3961 | N/A | 1107.1598 | 1234.4026
6.87 | 129.4964 | MAX FLOW REACHED | 160.028 | 32.1529 | 1270.7899 | N/A | 1110.7619 | 1238.637
6.88 | 129.6849 | MAX FLOW REACHED | 159.8193 | 31.3112 | 1274.1886 | N/A | 1114.3693 | 1242.8774
6.89 | 129.8734 | MAX FLOW REACHED | 159.6104 | 30.4684 | 1277.5922 | N/A | 1117.9818 | 1247.1237
6.9 | 130.0619 | MAX FLOW REACHED | 159.4012 | 29.6246 | 1281.0007 | N/A | 1121.5994 | 1251.3761
6.91 | 130.2504 | MAX FLOW REACHED | 159.1918 | 28.7797 | 1284.414 | N/A | 1125.2223 | 1255.6343
6.92 | 130.4389 | MAX FLOW REACHED | 158.982 | 27.9338 | 1287.8323 | N/A | 1128.8503 | 1259.8986
6.93 | 130.6274 | MAX FLOW REACHED | 158.772 | 27.0867 | 1291.2555 | N/A | 1132.4834 | 1264.1688
6.94 | 130.8159 | MAX FLOW REACHED | 158.5617 | 26.2386 | 1294.6835 | N/A | 1136.1218 | 1268.4449
6.95 | 131.0044 | MAX FLOW REACHED | 158.3512 | 25.3894 | 1298.1164 | N/A | 1139.7653 | 1272.727
6.96 | 131.1929 | MAX FLOW REACHED | 158.1403 | 24.5391 | 1301.5542 | N/A | 1143.4139 | 1277.0151
6.97 | 131.3814 | MAX FLOW REACHED | 157.9292 | 23.6878 | 1304.997 | N/A | 1147.0678 | 1281.3091
6.98 | 131.5699 | MAX FLOW REACHED | 157.7178 | 22.8354 | 1308.4446 | N/A | 1150.7268 | 1285.6092
6.99 | 131.7584 | MAX FLOW REACHED | 157.5061 | 21.9819 | 1311.897 | N/A | 1154.3909 | 1289.9151
7 | 131.9469 | MAX FLOW REACHED | 157.2942 | 21.1274 | 1315.3544 | N/A | 1158.0602 | 1294.227
7.01 | 132.1354 | MAX FLOW REACHED | 157.0819 | 20.2717 | 1318.8167 | N/A | 1161.7347 | 1298.5449
7.02 | 132.3239 | MAX FLOW REACHED | 156.8694 | 19.415 | 1322.2838 | N/A | 1165.4144 | 1302.8688
7.03 | 132.5124 | MAX FLOW REACHED | 156.6566 | 18.5573 | 1325.7559 | N/A | 1169.0992 | 1307.1986
7.04 | 132.7009 | MAX FLOW REACHED | 156.4436 | 17.6984 | 1329.2328 | N/A | 1172.7892 | 1311.5344
7.05 | 132.8894 | MAX FLOW REACHED | 156.2302 | 16.8385 | 1332.7146 | N/A | 1176.4844 | 1315.8761
7.06 | 133.0779 | MAX FLOW REACHED | 156.0166 | 15.9775 | 1336.2013 | N/A | 1180.1847 | 1320.2238
7.07 | 133.2664 | MAX FLOW REACHED | 155.8027 | 15.1154 | 1339.6929 | N/A | 1183.8902 | 1324.5775
7.08 | 133.4549 | MAX FLOW REACHED | 155.5886 | 14.2523 | 1343.1894 | N/A | 1187.6008 | 1328.9371
7.09 | 133.6434 | MAX FLOW REACHED | 155.3741 | 13.3881 | 1346.6908 | N/A | 1191.3167 | 1333.3027
7.1 | 133.8318 | MAX FLOW REACHED | 155.1594 | 12.5228 | 1350.197 | N/A | 1195.0376 | 1337.6742
7.11 | 134.0203 | MAX FLOW REACHED | 154.9444 | 11.6565 | 1353.7082 | N/A | 1198.7638 | 1342.0517
7.12 | 134.2088 | MAX FLOW REACHED | 154.7291 | 10.789 | 1357.2242 | N/A | 1202.4951 | 1346.4352
7.13 | 134.3973 | MAX FLOW REACHED | 154.5135 | 9.9205 | 1360.7451 | N/A | 1206.2316 | 1350.8246
7.14 | 134.5858 | MAX FLOW REACHED | 154.2977 | 9.0509 | 1364.271 | N/A | 1209.9732 | 1355.22
7.15 | 134.7743 | MAX FLOW REACHED | 154.0816 | 8.1803 | 1367.8017 | N/A | 1213.7201 | 1359.6214
7.16 | 134.9628 | MAX FLOW REACHED | 153.8652 | 7.3086 | 1371.3373 | N/A | 1217.472 | 1364.0287
7.17 | 135.1513 | MAX FLOW REACHED | 153.6485 | 6.4358 | 1374.8777 | N/A | 1221.2292 | 1368.442
7.18 | 135.3398 | MAX FLOW REACHED | 153.4316 | 5.5619 | 1378.4231 | N/A | 1224.9915 | 1372.8612
7.19 | 135.5283 | MAX FLOW REACHED | 153.2144 | 4.687 | 1381.9734 | N/A | 1228.759 | 1377.2864
7.2 | 135.7168 | MAX FLOW REACHED | 152.9969 | 3.8109 | 1385.5285 | N/A | 1232.5316 | 1381.7176
7.21 | 135.9053 | MAX FLOW REACHED | 152.7791 | 2.9339 | 1389.0886 | N/A | 1236.3094 | 1386.1547
7.22 | 136.0938 | MAX FLOW REACHED | 152.5611 | 2.0557 | 1392.6535 | N/A | 1240.0924 | 1390.5978
7.23 | 136.2823 | MAX FLOW REACHED | 152.3427 | 1.1765 | 1396.2233 | N/A | 1243.8806 | 1395.0468
7.24 | 136.4708 | MAX FLOW REACHED | 152.1241 | 0.29616 | 1399.798 | N/A | 1247.6739 | 1399.5019
7.25 | 136.6593 | MAX FLOW REACHED | 151.9052 | MAX FLOW REACHED | 1403.3776 | N/A | 1251.4724 | N/A
7.26 | 136.8478 | MAX FLOW REACHED | 151.6861 | MAX FLOW REACHED | 1406.9621 | N/A | 1255.276 | N/A
7.27 | 137.0363 | MAX FLOW REACHED | 151.4667 | MAX FLOW REACHED | 1410.5515 | N/A | 1259.0848 | N/A
7.28 | 137.2248 | MAX FLOW REACHED | 151.2469 | MAX FLOW REACHED | 1414.1457 | N/A | 1262.8988 | N/A
7.29 | 137.4133 | MAX FLOW REACHED | 151.0269 | MAX FLOW REACHED | 1417.7449 | N/A | 1266.7179 | N/A
7.3 | 137.6018 | MAX FLOW REACHED | 150.8067 | MAX FLOW REACHED | 1421.3489 | N/A | 1270.5422 | N/A
7.31 | 137.7903 | MAX FLOW REACHED | 150.5861 | MAX FLOW REACHED | 1424.9578 | N/A | 1274.3717 | N/A
7.32 | 137.9787 | MAX FLOW REACHED | 150.3653 | MAX FLOW REACHED | 1428.5716 | N/A | 1278.2063 | N/A
7.33 | 138.1672 | MAX FLOW REACHED | 150.1442 | MAX FLOW REACHED | 1432.1903 | N/A | 1282.0461 | N/A
7.34 | 138.3557 | MAX FLOW REACHED | 149.9228 | MAX FLOW REACHED | 1435.8139 | N/A | 1285.8911 | N/A
7.35 | 138.5442 | MAX FLOW REACHED | 149.7012 | MAX FLOW REACHED | 1439.4424 | N/A | 1289.7412 | N/A
7.36 | 138.7327 | MAX FLOW REACHED | 149.4793 | MAX FLOW REACHED | 1443.0758 | N/A | 1293.5965 | N/A
7.37 | 138.9212 | MAX FLOW REACHED | 149.257 | MAX FLOW REACHED | 1446.714 | N/A | 1297.457 | N/A
7.38 | 139.1097 | MAX FLOW REACHED | 149.0346 | MAX FLOW REACHED | 1450.3572 | N/A | 1301.3226 | N/A
7.39 | 139.2982 | MAX FLOW REACHED | 148.8118 | MAX FLOW REACHED | 1454.0052 | N/A | 1305.1934 | N/A
7.4 | 139.4867 | MAX FLOW REACHED | 148.5888 | MAX FLOW REACHED | 1457.6582 | N/A | 1309.0694 | N/A
7.41 | 139.6752 | MAX FLOW REACHED | 148.3654 | MAX FLOW REACHED | 1461.316 | N/A | 1312.9505 | N/A
7.42 | 139.8637 | MAX FLOW REACHED | 148.1418 | MAX FLOW REACHED | 1464.9787 | N/A | 1316.8368 | N/A
7.43 | 140.0522 | MAX FLOW REACHED | 147.918 | MAX FLOW REACHED | 1468.6463 | N/A | 1320.7283 | N/A
7.44 | 140.2407 | MAX FLOW REACHED | 147.6938 | MAX FLOW REACHED | 1472.3187 | N/A | 1324.6249 | N/A
7.45 | 140.4292 | MAX FLOW REACHED | 147.4694 | MAX FLOW REACHED | 1475.9961 | N/A | 1328.5267 | N/A
7.46 | 140.6177 | MAX FLOW REACHED | 147.2447 | MAX FLOW REACHED | 1479.6784 | N/A | 1332.4337 | N/A
7.47 | 140.8062 | MAX FLOW REACHED | 147.0197 | MAX FLOW REACHED | 1483.3655 | N/A | 1336.3458 | N/A
7.48 | 140.9947 | MAX FLOW REACHED | 146.7945 | MAX FLOW REACHED | 1487.0575 | N/A | 1340.2631 | N/A
7.49 | 141.1832 | MAX FLOW REACHED | 146.5689 | MAX FLOW REACHED | 1490.7545 | N/A | 1344.1855 | N/A
7.5 | 141.3717 | MAX FLOW REACHED | 146.3431 | MAX FLOW REACHED | 1494.4563 | N/A | 1348.1132 | N/A
7.51 | 141.5602 | MAX FLOW REACHED | 146.117 | MAX FLOW REACHED | 1498.163 | N/A | 1352.046 | N/A
7.52 | 141.7487 | MAX FLOW REACHED | 145.8907 | MAX FLOW REACHED | 1501.8746 | N/A | 1355.9839 | N/A
7.53 | 141.9372 | MAX FLOW REACHED | 145.664 | MAX FLOW REACHED | 1505.5911 | N/A | 1359.927 | N/A
7.54 | 142.1257 | MAX FLOW REACHED | 145.4371 | MAX FLOW REACHED | 1509.3124 | N/A | 1363.8753 | N/A
7.55 | 142.3141 | MAX FLOW REACHED | 145.2099 | MAX FLOW REACHED | 1513.0387 | N/A | 1367.8288 | N/A
7.56 | 142.5026 | MAX FLOW REACHED | 144.9824 | MAX FLOW REACHED | 1516.7698 | N/A | 1371.7874 | N/A
7.57 | 142.6911 | MAX FLOW REACHED | 144.7547 | MAX FLOW REACHED | 1520.5059 | N/A | 1375.7512 | N/A
7.58 | 142.8796 | MAX FLOW REACHED | 144.5267 | MAX FLOW REACHED | 1524.2468 | N/A | 1379.7201 | N/A
7.59 | 143.0681 | MAX FLOW REACHED | 144.2983 | MAX FLOW REACHED | 1527.9926 | N/A | 1383.6942 | N/A
7.6 | 143.2566 | MAX FLOW REACHED | 144.0698 | MAX FLOW REACHED | 1531.7433 | N/A | 1387.6735 | N/A
7.61 | 143.4451 | MAX FLOW REACHED | 143.8409 | MAX FLOW REACHED | 1535.4989 | N/A | 1391.658 | N/A
7.62 | 143.6336 | MAX FLOW REACHED | 143.6118 | MAX FLOW REACHED | 1539.2594 | N/A | 1395.6476 | N/A
7.63 | 143.8221 | MAX FLOW REACHED | 143.3824 | MAX FLOW REACHED | 1543.0247 | N/A | 1399.6424 | N/A
7.64 | 144.0106 | MAX FLOW REACHED | 143.1527 | MAX FLOW REACHED | 1546.795 | N/A | 1403.6423 | N/A
7.65 | 144.1991 | MAX FLOW REACHED | 142.9227 | MAX FLOW REACHED | 1550.5701 | N/A | 1407.6474 | N/A
7.66 | 144.3876 | MAX FLOW REACHED | 142.6925 | MAX FLOW REACHED | 1554.3502 | N/A | 1411.6577 | N/A
7.67 | 144.5761 | MAX FLOW REACHED | 142.4619 | MAX FLOW REACHED | 1558.1351 | N/A | 1415.6732 | N/A
7.68 | 144.7646 | MAX FLOW REACHED | 142.2311 | MAX FLOW REACHED | 1561.9249 | N/A | 1419.6938 | N/A
7.69 | 144.9531 | MAX FLOW REACHED | 142.0001 | MAX FLOW REACHED | 1565.7196 | N/A | 1423.7195 | N/A
7.7 | 145.1416 | MAX FLOW REACHED | 141.7687 | MAX FLOW REACHED | 1569.5192 | N/A | 1427.7505 | N/A
7.71 | 145.3301 | MAX FLOW REACHED | 141.5371 | MAX FLOW REACHED | 1573.3237 | N/A | 1431.7866 | N/A
7.72 | 145.5186 | MAX FLOW REACHED | 141.3052 | MAX FLOW REACHED | 1577.133 | N/A | 1435.8279 | N/A
7.73 | 145.7071 | MAX FLOW REACHED | 141.073 | MAX FLOW REACHED | 1580.9473 | N/A | 1439.8743 | N/A
7.74 | 145.8956 | MAX FLOW REACHED | 140.8405 | MAX FLOW REACHED | 1584.7664 | N/A | 1443.9259 | N/A
7.75 | 146.0841 | MAX FLOW REACHED | 140.6078 | MAX FLOW REACHED | 1588.5905 | N/A | 1447.9827 | N/A
7.76 | 146.2726 | MAX FLOW REACHED | 140.3748 | MAX FLOW REACHED | 1592.4194 | N/A | 1452.0446 | N/A
7.77 | 146.461 | MAX FLOW REACHED | 140.1415 | MAX FLOW REACHED | 1596.2532 | N/A | 1456.1117 | N/A
7.78 | 146.6495 | MAX FLOW REACHED | 139.9079 | MAX FLOW REACHED | 1600.0919 | N/A | 1460.184 | N/A
7.79 | 146.838 | MAX FLOW REACHED | 139.674 | MAX FLOW REACHED | 1603.9355 | N/A | 1464.2614 | N/A
7.8 | 147.0265 | MAX FLOW REACHED | 139.4399 | MAX FLOW REACHED | 1607.7839 | N/A | 1468.344 | N/A
7.81 | 147.215 | MAX FLOW REACHED | 139.2055 | MAX FLOW REACHED | 1611.6373 | N/A | 1472.4318 | N/A
7.82 | 147.4035 | MAX FLOW REACHED | 138.9708 | MAX FLOW REACHED | 1615.4956 | N/A | 1476.5247 | N/A
7.83 | 147.592 | MAX FLOW REACHED | 138.7359 | MAX FLOW REACHED | 1619.3587 | N/A | 1480.6228 | N/A
7.84 | 147.7805 | MAX FLOW REACHED | 138.5007 | MAX FLOW REACHED | 1623.2267 | N/A | 1484.7261 | N/A
7.85 | 147.969 | MAX FLOW REACHED | 138.2651 | MAX FLOW REACHED | 1627.0997 | N/A | 1488.8345 | N/A
|  | Minimum value in column |  |  | 138 | 242 | 290

## Solar Power
Solar Energy Model
Sunshine Data |  |  | Solar and Solar Panel Parameters |  |  |  | Panel Selected
Month | Sunshine/day |  | Solar Intensity | 300 | W/m^2 |  | HES-260
[-] | [hr] |  | Panel area | 1.6 | m^2
Jan | 8.5 |  | # of panels | 6
Feb | 10 |  | Efficiency | 0.17
Mar | 11.8 |  | Batteries
Apr | 13.6 |  | Capacity | 2000 | Wh
May | 15.3 |  | # of batteries | 4
Jun | 16 |  | Efficiency | 0.96 |  |  | days with energy
Jul | 15.75 |  | Electrical Power Demand |  |  |  | 336
Aug | 14.2 |  | Use per day | 16 | hours
Sep | 12.5 |  | Daytime | 200 | W
Oct | 10.75 |  | Nighttime | 300 | W
Nov | 9 |  | GHG Emissions
Dec | 8.25 |  | Panel Emissions | 2976 | kgCO2e
|  |  | Battery Emissions | 960 | kgCO2e
Day | Month | Date | Daily Hours of Sunshine (h) | Incident Solar Energy (Wh) | Energy Generated (Wh) | Energy into Battery Ein (Wh) | VAC Energy Needed (Wh) | DC Energy Needed (Wh) | Energy out of Battery Eout (Wh) | Energy Stored in Batteries Ebatt
1 | Jan | 1 | 8.5 | 24480 | 4161.6 | 3995.136 | 5810.1055 | 0 | 6052.1932 | 8000
2 | Jan | 2 | 8.5 | 24480 | 4161.6 | 3995.136 | 6119.1536 | 0 | 6374.1184 | 5942.9428
3 | Jan | 3 | 8.5 | 24480 | 4161.6 | 3995.136 | 0 | 0 | 0 | 3563.9604
4 | Jan | 4 | 8.5 | 24480 | 4161.6 | 3995.136 | 0 | 0 | 0 | 7559.0964
5 | Jan | 5 | 8.5 | 24480 | 4161.6 | 3995.136 | 0 | 0 | 0 | 8000
6 | Jan | 6 | 8.5 | 24480 | 4161.6 | 3995.136 | 1545.2408 | 0 | 1609.6259 | 8000
7 | Jan | 7 | 8.5 | 24480 | 4161.6 | 3995.136 | 6304.5825 | 0 | 6567.2735 | 8000
8 | Jan | 8 | 8.5 | 24480 | 4161.6 | 3995.136 | 7664.3945 | 0 | 7983.7442 | 5427.8625
9 | Jan | 9 | 8.5 | 24480 | 4161.6 | 3995.136 | 7726.2041 | 0 | 8048.1293 | 1439.2543
10 | Jan | 10 | 8.5 | 24480 | 4161.6 | 3995.136 | 7726.2041 | 0 | 8048.1293 | 0
11 | Jan | 11 | 8.5 | 24480 | 4161.6 | 3995.136 | 4450.2936 | 0 | 4635.7225 | 0
12 | Jan | 12 | 8.5 | 24480 | 4161.6 | 3995.136 | 7726.2041 | 0 | 8048.1293 | 0
13 | Jan | 13 | 8.5 | 24480 | 4161.6 | 3995.136 | 2966.8624 | 0 | 3090.4816 | 0
14 | Jan | 14 | 8.5 | 24480 | 4161.6 | 3995.136 | 1792.4794 | 0 | 1867.166 | 904.6544
15 | Jan | 15 | 8.5 | 24480 | 4161.6 | 3995.136 | 494.4771 | 0 | 515.0803 | 3032.6244
16 | Jan | 16 | 8.5 | 24480 | 4161.6 | 3995.136 | 247.2385 | 0 | 257.5401 | 6512.6801
17 | Jan | 17 | 8.5 | 24480 | 4161.6 | 3995.136 | 0 | 0 | 0 | 8000
18 | Jan | 18 | 8.5 | 24480 | 4161.6 | 3995.136 | 803.5252 | 0 | 837.0054 | 8000
19 | Jan | 19 | 8.5 | 24480 | 4161.6 | 3995.136 | 309.0482 | 0 | 321.9252 | 8000
20 | Jan | 20 | 8.5 | 24480 | 4161.6 | 3995.136 | 185.4289 | 0 | 193.1551 | 8000
21 | Jan | 21 | 8.5 | 24480 | 4161.6 | 3995.136 | 247.2385 | 0 | 257.5401 | 8000
22 | Jan | 22 | 8.5 | 24480 | 4161.6 | 3995.136 | 185.4289 | 0 | 193.1551 | 8000
23 | Jan | 23 | 8.5 | 24480 | 4161.6 | 3995.136 | 0 | 0 | 0 | 8000
24 | Jan | 24 | 8.5 | 24480 | 4161.6 | 3995.136 | 0 | 0 | 0 | 8000
25 | Jan | 25 | 8.5 | 24480 | 4161.6 | 3995.136 | 0 | 0 | 0 | 8000
26 | Jan | 26 | 8.5 | 24480 | 4161.6 | 3995.136 | 0 | 0 | 0 | 8000
27 | Jan | 27 | 8.5 | 24480 | 4161.6 | 3995.136 | 5439.2477 | 0 | 5665.883 | 8000
28 | Jan | 28 | 8.5 | 24480 | 4161.6 | 3995.136 | 0 | 0 | 0 | 6329.253
29 | Jan | 29 | 8.5 | 24480 | 4161.6 | 3995.136 | 0 | 0 | 0 | 8000
30 | Jan | 30 | 8.5 | 24480 | 4161.6 | 3995.136 | 0 | 0 | 0 | 8000
31 | Jan | 31 | 8.5 | 24480 | 4161.6 | 3995.136 | 803.5252 | 0 | 837.0054 | 8000
32 | Feb | 1 | 10 | 28800 | 4896 | 4700.16 | 803.5252 | 1041.75 | 1922.1617 | 8000
33 | Feb | 2 | 10 | 28800 | 4896 | 4700.16 | 0 | 1041.75 | 1085.1563 | 8000
34 | Feb | 3 | 10 | 28800 | 4896 | 4700.16 | 0 | 1041.75 | 1085.1563 | 8000
35 | Feb | 4 | 10 | 28800 | 4896 | 4700.16 | 0 | 1041.75 | 1085.1563 | 8000
36 | Feb | 5 | 10 | 28800 | 4896 | 4700.16 | 0 | 1041.75 | 1085.1563 | 8000
37 | Feb | 6 | 10 | 28800 | 4896 | 4700.16 | 0 | 1041.75 | 1085.1563 | 8000
38 | Feb | 7 | 10 | 28800 | 4896 | 4700.16 | 0 | 1041.75 | 1085.1563 | 8000
39 | Feb | 8 | 10 | 28800 | 4896 | 4700.16 | 0 | 1041.75 | 1085.1563 | 8000
40 | Feb | 9 | 10 | 28800 | 4896 | 4700.16 | 3770.3876 | 1041.75 | 5012.6433 | 8000
41 | Feb | 10 | 10 | 28800 | 4896 | 4700.16 | 4141.2454 | 1041.75 | 5398.9535 | 7687.5167
42 | Feb | 11 | 10 | 28800 | 4896 | 4700.16 | 7726.2041 | 1041.75 | 9133.2855 | 6988.7231
43 | Feb | 12 | 10 | 28800 | 4896 | 4700.16 | 5192.0092 | 1041.75 | 6493.4991 | 2555.5976
44 | Feb | 13 | 10 | 28800 | 4896 | 4700.16 | 4821.1514 | 1041.75 | 6107.1889 | 762.2585
45 | Feb | 14 | 10 | 28800 | 4896 | 4700.16 | 927.1445 | 1041.75 | 2050.9318 | 0
46 | Feb | 15 | 10 | 28800 | 4896 | 4700.16 | 3584.9587 | 1041.75 | 4819.4882 | 2649.2282
47 | Feb | 16 | 10 | 28800 | 4896 | 4700.16 | 5871.9151 | 1041.75 | 7201.7345 | 2529.9
48 | Feb | 17 | 10 | 28800 | 4896 | 4700.16 | 2843.2431 | 1041.75 | 4046.8678 | 28.3255
49 | Feb | 18 | 10 | 28800 | 4896 | 4700.16 | 3894.0069 | 1041.75 | 5141.4134 | 681.6177
50 | Feb | 19 | 10 | 28800 | 4896 | 4700.16 | 6737.25 | 1041.75 | 8103.125 | 240.3643
51 | Feb | 20 | 10 | 28800 | 4896 | 4700.16 | 741.7156 | 1041.75 | 1857.7767 | 0
52 | Feb | 21 | 10 | 28800 | 4896 | 4700.16 | 247.2385 | 1041.75 | 1342.6964 | 2842.3833
53 | Feb | 22 | 10 | 28800 | 4896 | 4700.16 | 1483.4312 | 1041.75 | 2630.3971 | 6199.847
54 | Feb | 23 | 10 | 28800 | 4896 | 4700.16 | 4512.1032 | 1041.75 | 5785.2637 | 8000
55 | Feb | 24 | 10 | 28800 | 4896 | 4700.16 | 2101.5275 | 1041.75 | 3274.2474 | 6914.8963
56 | Feb | 25 | 10 | 28800 | 4896 | 4700.16 | 0 | 1041.75 | 1085.1563 | 8000
57 | Feb | 26 | 10 | 28800 | 4896 | 4700.16 | 247.2385 | 1041.75 | 1342.6964 | 8000
58 | Feb | 27 | 10 | 28800 | 4896 | 4700.16 | 0 | 1041.75 | 1085.1563 | 8000
59 | Feb | 28 | 10 | 28800 | 4896 | 4700.16 | 123.6193 | 1041.75 | 1213.9263 | 8000
60 | Mar | 1 | 11.8 | 33984 | 5777.28 | 5546.1888 | 618.0963 | 1041.75 | 1729.0066 | 8000
61 | Mar | 2 | 11.8 | 33984 | 5777.28 | 5546.1888 | 5871.9151 | 1041.75 | 7201.7345 | 8000
62 | Mar | 3 | 11.8 | 33984 | 5777.28 | 5546.1888 | 309.0482 | 1041.75 | 1407.0814 | 6344.4543
63 | Mar | 4 | 11.8 | 33984 | 5777.28 | 5546.1888 | 741.7156 | 1041.75 | 1857.7767 | 8000
64 | Mar | 5 | 11.8 | 33984 | 5777.28 | 5546.1888 | 7355.3463 | 1041.75 | 8746.9753 | 8000
65 | Mar | 6 | 11.8 | 33984 | 5777.28 | 5546.1888 | 2657.8142 | 1041.75 | 3853.7127 | 4799.2135
66 | Mar | 7 | 11.8 | 33984 | 5777.28 | 5546.1888 | 7726.2041 | 1041.75 | 9133.2855 | 6491.6896
67 | Mar | 8 | 11.8 | 33984 | 5777.28 | 5546.1888 | 7726.2041 | 1041.75 | 9133.2855 | 2904.5929
68 | Mar | 9 | 11.8 | 33984 | 5777.28 | 5546.1888 | 3275.9105 | 1041.75 | 4497.5631 | 0
69 | Mar | 10 | 11.8 | 33984 | 5777.28 | 5546.1888 | 741.7156 | 1041.75 | 1857.7767 | 1048.6257
70 | Mar | 11 | 11.8 | 33984 | 5777.28 | 5546.1888 | 0 | 1041.75 | 1085.1563 | 4737.0379
71 | Mar | 12 | 11.8 | 33984 | 5777.28 | 5546.1888 | 865.3349 | 1041.75 | 1986.5467 | 8000
72 | Mar | 13 | 11.8 | 33984 | 5777.28 | 5546.1888 | 6242.7729 | 1041.75 | 7588.0447 | 8000
73 | Mar | 14 | 11.8 | 33984 | 5777.28 | 5546.1888 | 4264.8647 | 1041.75 | 5527.7236 | 5958.1441
74 | Mar | 15 | 11.8 | 33984 | 5777.28 | 5546.1888 | 7046.2981 | 1041.75 | 8425.0501 | 5976.6093
75 | Mar | 16 | 11.8 | 33984 | 5777.28 | 5546.1888 | 1668.8601 | 1041.75 | 2823.5522 | 3097.748
76 | Mar | 17 | 11.8 | 33984 | 5777.28 | 5546.1888 | 123.6193 | 1041.75 | 1213.9263 | 5820.3846
77 | Mar | 18 | 11.8 | 33984 | 5777.28 | 5546.1888 | 7726.2041 | 1041.75 | 9133.2855 | 8000
78 | Mar | 19 | 11.8 | 33984 | 5777.28 | 5546.1888 | 494.4771 | 1041.75 | 1600.2365 | 4412.9033
79 | Mar | 20 | 11.8 | 33984 | 5777.28 | 5546.1888 | 494.4771 | 1041.75 | 1600.2365 | 8000
80 | Mar | 21 | 11.8 | 33984 | 5777.28 | 5546.1888 | 2348.766 | 1041.75 | 3531.7875 | 8000
81 | Mar | 22 | 11.8 | 33984 | 5777.28 | 5546.1888 | 803.5252 | 1041.75 | 1922.1617 | 8000
82 | Mar | 23 | 11.8 | 33984 | 5777.28 | 5546.1888 | 0 | 1041.75 | 1085.1563 | 8000
83 | Mar | 24 | 11.8 | 33984 | 5777.28 | 5546.1888 | 1236.1927 | 1041.75 | 2372.8569 | 8000
84 | Mar | 25 | 11.8 | 33984 | 5777.28 | 5546.1888 | 7726.2041 | 1041.75 | 9133.2855 | 8000
85 | Mar | 26 | 11.8 | 33984 | 5777.28 | 5546.1888 | 61.8096 | 1041.75 | 1149.5413 | 4412.9033
86 | Mar | 27 | 11.8 | 33984 | 5777.28 | 5546.1888 | 1359.8119 | 1041.75 | 2501.627 | 8000
87 | Mar | 28 | 11.8 | 33984 | 5777.28 | 5546.1888 | 7293.5367 | 1041.75 | 8682.5903 | 8000
88 | Mar | 29 | 11.8 | 33984 | 5777.28 | 5546.1888 | 7726.2041 | 1041.75 | 9133.2855 | 4863.5985
89 | Mar | 30 | 11.8 | 33984 | 5777.28 | 5546.1888 | 927.1445 | 1041.75 | 2050.9318 | 1276.5018
90 | Mar | 31 | 11.8 | 33984 | 5777.28 | 5546.1888 | 0 | 1041.75 | 1085.1563 | 4771.7588
91 | Apr | 1 | 13.6 | 39168 | 6658.56 | 6392.2176 | 0 | 1041.75 | 1085.1563 | 8000
92 | Apr | 2 | 13.6 | 39168 | 6658.56 | 6392.2176 | 1730.6697 | 1041.75 | 2887.9372 | 8000
93 | Apr | 3 | 13.6 | 39168 | 6658.56 | 6392.2176 | 6304.5825 | 1041.75 | 7652.4297 | 8000
94 | Apr | 4 | 13.6 | 39168 | 6658.56 | 6392.2176 | 803.5252 | 1041.75 | 1922.1617 | 6739.7879
95 | Apr | 5 | 13.6 | 39168 | 6658.56 | 6392.2176 | 4913.8658 | 1041.75 | 6203.7665 | 8000
96 | Apr | 6 | 13.6 | 39168 | 6658.56 | 6392.2176 | 2905.0527 | 1041.75 | 4111.2529 | 8000
97 | Apr | 7 | 13.6 | 39168 | 6658.56 | 6392.2176 | 4203.055 | 1041.75 | 5463.3386 | 8000
98 | Apr | 8 | 13.6 | 39168 | 6658.56 | 6392.2176 | 1730.6697 | 1041.75 | 2887.9372 | 8000
99 | Apr | 9 | 13.6 | 39168 | 6658.56 | 6392.2176 | 0 | 1041.75 | 1085.1563 | 8000
100 | Apr | 10 | 13.6 | 39168 | 6658.56 | 6392.2176 | 5130.1995 | 1041.75 | 6429.1141 | 8000
101 | Apr | 11 | 13.6 | 39168 | 6658.56 | 6392.2176 | 0 | 1041.75 | 1085.1563 | 7963.1035
102 | Apr | 12 | 13.6 | 39168 | 6658.56 | 6392.2176 | 0 | 1041.75 | 1085.1563 | 8000
103 | Apr | 13 | 13.6 | 39168 | 6658.56 | 6392.2176 | 0 | 1041.75 | 1085.1563 | 8000
104 | Apr | 14 | 13.6 | 39168 | 6658.56 | 6392.2176 | 4573.9128 | 1041.75 | 5849.6488 | 8000
105 | Apr | 15 | 13.6 | 39168 | 6658.56 | 6392.2176 | 6428.2018 | 1041.75 | 7781.1998 | 8000
106 | Apr | 16 | 13.6 | 39168 | 6658.56 | 6392.2176 | 7726.2041 | 1041.75 | 9133.2855 | 6611.0178
107 | Apr | 17 | 13.6 | 39168 | 6658.56 | 6392.2176 | 3028.672 | 1041.75 | 4240.0229 | 3869.9499
108 | Apr | 18 | 13.6 | 39168 | 6658.56 | 6392.2176 | 587.1915 | 1041.75 | 1696.8141 | 6022.1446
109 | Apr | 19 | 13.6 | 39168 | 6658.56 | 6392.2176 | 6490.0114 | 1041.75 | 7845.5848 | 8000
110 | Apr | 20 | 13.6 | 39168 | 6658.56 | 6392.2176 | 7726.2041 | 1041.75 | 9133.2855 | 6546.6328
111 | Apr | 21 | 13.6 | 39168 | 6658.56 | 6392.2176 | 0 | 1041.75 | 1085.1563 | 3805.5649
112 | Apr | 22 | 13.6 | 39168 | 6658.56 | 6392.2176 | 1359.8119 | 1041.75 | 2501.627 | 8000
113 | Apr | 23 | 13.6 | 39168 | 6658.56 | 6392.2176 | 3955.8165 | 1041.75 | 5205.7984 | 8000
114 | Apr | 24 | 13.6 | 39168 | 6658.56 | 6392.2176 | 7726.2041 | 1041.75 | 9133.2855 | 8000
115 | Apr | 25 | 13.6 | 39168 | 6658.56 | 6392.2176 | 556.2867 | 1041.75 | 1664.6216 | 5258.9321
116 | Apr | 26 | 13.6 | 39168 | 6658.56 | 6392.2176 | 7726.2041 | 1041.75 | 9133.2855 | 8000
117 | Apr | 27 | 13.6 | 39168 | 6658.56 | 6392.2176 | 2225.1468 | 1041.75 | 3403.0175 | 5258.9321
118 | Apr | 28 | 13.6 | 39168 | 6658.56 | 6392.2176 | 247.2385 | 1041.75 | 1342.6964 | 8000
119 | Apr | 29 | 13.6 | 39168 | 6658.56 | 6392.2176 | 30.9048 | 1041.75 | 1117.3488 | 8000
120 | Apr | 30 | 13.6 | 39168 | 6658.56 | 6392.2176 | 0 | 1041.75 | 1085.1563 | 8000
121 | May | 1 | 15.3 | 44064 | 7490.88 | 7191.2448 | 0 | 1041.75 | 1085.1563 | 8000
122 | May | 2 | 15.3 | 44064 | 7490.88 | 7191.2448 | 618.0963 | 1041.75 | 1729.0066 | 8000
123 | May | 3 | 15.3 | 44064 | 7490.88 | 7191.2448 | 1421.6216 | 1041.75 | 2566.012 | 8000
124 | May | 4 | 15.3 | 44064 | 7490.88 | 7191.2448 | 1174.383 | 1041.75 | 2308.4719 | 8000
125 | May | 5 | 15.3 | 44064 | 7490.88 | 7191.2448 | 0 | 1041.75 | 1085.1563 | 8000
126 | May | 6 | 15.3 | 44064 | 7490.88 | 7191.2448 | 0 | 1041.75 | 1085.1563 | 8000
127 | May | 7 | 15.3 | 44064 | 7490.88 | 7191.2448 | 0 | 1041.75 | 1085.1563 | 8000
128 | May | 8 | 15.3 | 44064 | 7490.88 | 7191.2448 | 0 | 1041.75 | 1085.1563 | 8000
129 | May | 9 | 15.3 | 44064 | 7490.88 | 7191.2448 | 0 | 1041.75 | 1085.1563 | 8000
130 | May | 10 | 15.3 | 44064 | 7490.88 | 7191.2448 | 61.8096 | 1041.75 | 1149.5413 | 8000
131 | May | 11 | 15.3 | 44064 | 7490.88 | 7191.2448 | 0 | 1041.75 | 1085.1563 | 8000
132 | May | 12 | 15.3 | 44064 | 7490.88 | 7191.2448 | 61.8096 | 1041.75 | 1149.5413 | 8000
133 | May | 13 | 15.3 | 44064 | 7490.88 | 7191.2448 | 0 | 1041.75 | 1085.1563 | 8000
134 | May | 14 | 15.3 | 44064 | 7490.88 | 7191.2448 | 0 | 1041.75 | 1085.1563 | 8000
135 | May | 15 | 15.3 | 44064 | 7490.88 | 7191.2448 | 0 | 1041.75 | 1085.1563 | 8000
136 | May | 16 | 15.3 | 44064 | 7490.88 | 7191.2448 | 865.3349 | 1041.75 | 1986.5467 | 8000
137 | May | 17 | 15.3 | 44064 | 7490.88 | 7191.2448 | 0 | 1041.75 | 1085.1563 | 8000
138 | May | 18 | 15.3 | 44064 | 7490.88 | 7191.2448 | 0 | 1041.75 | 1085.1563 | 8000
139 | May | 19 | 15.3 | 44064 | 7490.88 | 7191.2448 | 0 | 1041.75 | 1085.1563 | 8000
140 | May | 20 | 15.3 | 44064 | 7490.88 | 7191.2448 | 0 | 1041.75 | 1085.1563 | 8000
141 | May | 21 | 15.3 | 44064 | 7490.88 | 7191.2448 | 2534.1949 | 1041.75 | 3724.9426 | 8000
142 | May | 22 | 15.3 | 44064 | 7490.88 | 7191.2448 | 7726.2041 | 1041.75 | 9133.2855 | 8000
143 | May | 23 | 15.3 | 44064 | 7490.88 | 7191.2448 | 247.2385 | 1041.75 | 1342.6964 | 6057.9593
144 | May | 24 | 15.3 | 44064 | 7490.88 | 7191.2448 | 1607.0505 | 1041.75 | 2759.1671 | 8000
145 | May | 25 | 15.3 | 44064 | 7490.88 | 7191.2448 | 7231.727 | 1041.75 | 8618.2052 | 8000
146 | May | 26 | 15.3 | 44064 | 7490.88 | 7191.2448 | 0 | 1041.75 | 1085.1563 | 6573.0396
147 | May | 27 | 15.3 | 44064 | 7490.88 | 7191.2448 | 1359.8119 | 1041.75 | 2501.627 | 8000
148 | May | 28 | 15.3 | 44064 | 7490.88 | 7191.2448 | 0 | 1041.75 | 1085.1563 | 8000
149 | May | 29 | 15.3 | 44064 | 7490.88 | 7191.2448 | 0 | 1041.75 | 1085.1563 | 8000
150 | May | 30 | 15.3 | 44064 | 7490.88 | 7191.2448 | 0 | 1041.75 | 1085.1563 | 8000
151 | May | 31 | 15.3 | 44064 | 7490.88 | 7191.2448 | 0 | 1041.75 | 1085.1563 | 8000
152 | Jun | 1 | 16 | 46080 | 7833.6 | 7520.256 | 0 | 1041.75 | 1085.1563 | 8000
153 | Jun | 2 | 16 | 46080 | 7833.6 | 7520.256 | 0 | 1041.75 | 1085.1563 | 8000
154 | Jun | 3 | 16 | 46080 | 7833.6 | 7520.256 | 0 | 1041.75 | 1085.1563 | 8000
155 | Jun | 4 | 16 | 46080 | 7833.6 | 7520.256 | 0 | 1041.75 | 1085.1563 | 8000
156 | Jun | 5 | 16 | 46080 | 7833.6 | 7520.256 | 0 | 1041.75 | 1085.1563 | 8000
157 | Jun | 6 | 16 | 46080 | 7833.6 | 7520.256 | 0 | 1041.75 | 1085.1563 | 8000
158 | Jun | 7 | 16 | 46080 | 7833.6 | 7520.256 | 0 | 1041.75 | 1085.1563 | 8000
159 | Jun | 8 | 16 | 46080 | 7833.6 | 7520.256 | 61.8096 | 1041.75 | 1149.5413 | 8000
160 | Jun | 9 | 16 | 46080 | 7833.6 | 7520.256 | 0 | 1041.75 | 1085.1563 | 8000
161 | Jun | 10 | 16 | 46080 | 7833.6 | 7520.256 | 0 | 1041.75 | 1085.1563 | 8000
162 | Jun | 11 | 16 | 46080 | 7833.6 | 7520.256 | 0 | 1041.75 | 1085.1563 | 8000
163 | Jun | 12 | 16 | 46080 | 7833.6 | 7520.256 | 0 | 1041.75 | 1085.1563 | 8000
164 | Jun | 13 | 16 | 46080 | 7833.6 | 7520.256 | 0 | 1041.75 | 1085.1563 | 8000
165 | Jun | 14 | 16 | 46080 | 7833.6 | 7520.256 | 1112.5734 | 1041.75 | 2244.0869 | 8000
166 | Jun | 15 | 16 | 46080 | 7833.6 | 7520.256 | 0 | 1041.75 | 1085.1563 | 8000
167 | Jun | 16 | 16 | 46080 | 7833.6 | 7520.256 | 0 | 1041.75 | 1085.1563 | 8000
168 | Jun | 17 | 16 | 46080 | 7833.6 | 7520.256 | 0 | 1041.75 | 1085.1563 | 8000
169 | Jun | 18 | 16 | 46080 | 7833.6 | 7520.256 | 494.4771 | 1041.75 | 1600.2365 | 8000
170 | Jun | 19 | 16 | 46080 | 7833.6 | 7520.256 | 6428.2018 | 1041.75 | 7781.1998 | 8000
171 | Jun | 20 | 16 | 46080 | 7833.6 | 7520.256 | 988.9541 | 1041.75 | 2115.3168 | 7739.0562
172 | Jun | 21 | 16 | 46080 | 7833.6 | 7520.256 | 370.8578 | 1041.75 | 1471.4665 | 8000
173 | Jun | 22 | 16 | 46080 | 7833.6 | 7520.256 | 0 | 1041.75 | 1085.1563 | 8000
174 | Jun | 23 | 16 | 46080 | 7833.6 | 7520.256 | 4759.3417 | 1041.75 | 6042.8039 | 8000
175 | Jun | 24 | 16 | 46080 | 7833.6 | 7520.256 | 370.8578 | 1041.75 | 1471.4665 | 8000
176 | Jun | 25 | 16 | 46080 | 7833.6 | 7520.256 | 0 | 1041.75 | 1085.1563 | 8000
177 | Jun | 26 | 16 | 46080 | 7833.6 | 7520.256 | 1792.4794 | 1041.75 | 2952.3222 | 8000
178 | Jun | 27 | 16 | 46080 | 7833.6 | 7520.256 | 6304.5825 | 1041.75 | 7652.4297 | 8000
179 | Jun | 28 | 16 | 46080 | 7833.6 | 7520.256 | 6304.5825 | 1041.75 | 7652.4297 | 7867.8263
180 | Jun | 29 | 16 | 46080 | 7833.6 | 7520.256 | 185.4289 | 1041.75 | 1278.3114 | 7735.6525
181 | Jun | 30 | 16 | 46080 | 7833.6 | 7520.256 | 0 | 1041.75 | 1085.1563 | 8000
182 | Jul | 1 | 15.75 | 45360 | 7711.2 | 7402.752 | 0 | 1041.75 | 1085.1563 | 8000
183 | Jul | 2 | 15.75 | 45360 | 7711.2 | 7402.752 | 556.2867 | 1041.75 | 1664.6216 | 8000
184 | Jul | 3 | 15.75 | 45360 | 7711.2 | 7402.752 | 1916.0986 | 1041.75 | 3081.0923 | 8000
185 | Jul | 4 | 15.75 | 45360 | 7711.2 | 7402.752 | 2905.0527 | 1041.75 | 4111.2529 | 8000
186 | Jul | 5 | 15.75 | 45360 | 7711.2 | 7402.752 | 7726.2041 | 1041.75 | 9133.2855 | 8000
187 | Jul | 6 | 15.75 | 45360 | 7711.2 | 7402.752 | 4203.055 | 1041.75 | 5463.3386 | 6269.4665
188 | Jul | 7 | 15.75 | 45360 | 7711.2 | 7402.752 | 0 | 1041.75 | 1085.1563 | 8000
189 | Jul | 8 | 15.75 | 45360 | 7711.2 | 7402.752 | 0 | 1041.75 | 1085.1563 | 8000
190 | Jul | 9 | 15.75 | 45360 | 7711.2 | 7402.752 | 0 | 1041.75 | 1085.1563 | 8000
191 | Jul | 10 | 15.75 | 45360 | 7711.2 | 7402.752 | 0 | 1041.75 | 1085.1563 | 8000
192 | Jul | 11 | 15.75 | 45360 | 7711.2 | 7402.752 | 0 | 1041.75 | 1085.1563 | 8000
193 | Jul | 12 | 15.75 | 45360 | 7711.2 | 7402.752 | 0 | 1041.75 | 1085.1563 | 8000
194 | Jul | 13 | 15.75 | 45360 | 7711.2 | 7402.752 | 0 | 1041.75 | 1085.1563 | 8000
195 | Jul | 14 | 15.75 | 45360 | 7711.2 | 7402.752 | 0 | 1041.75 | 1085.1563 | 8000
196 | Jul | 15 | 15.75 | 45360 | 7711.2 | 7402.752 | 0 | 1041.75 | 1085.1563 | 8000
197 | Jul | 16 | 15.75 | 45360 | 7711.2 | 7402.752 | 0 | 1041.75 | 1085.1563 | 8000
198 | Jul | 17 | 15.75 | 45360 | 7711.2 | 7402.752 | 0 | 1041.75 | 1085.1563 | 8000
199 | Jul | 18 | 15.75 | 45360 | 7711.2 | 7402.752 | 7726.2041 | 1041.75 | 9133.2855 | 8000
200 | Jul | 19 | 15.75 | 45360 | 7711.2 | 7402.752 | 556.2867 | 1041.75 | 1664.6216 | 6269.4665
201 | Jul | 20 | 15.75 | 45360 | 7711.2 | 7402.752 | 0 | 1041.75 | 1085.1563 | 8000
202 | Jul | 21 | 15.75 | 45360 | 7711.2 | 7402.752 | 0 | 1041.75 | 1085.1563 | 8000
203 | Jul | 22 | 15.75 | 45360 | 7711.2 | 7402.752 | 2472.3853 | 1041.75 | 3660.5576 | 8000
204 | Jul | 23 | 15.75 | 45360 | 7711.2 | 7402.752 | 5624.6766 | 1041.75 | 6944.1944 | 8000
205 | Jul | 24 | 15.75 | 45360 | 7711.2 | 7402.752 | 185.4289 | 1041.75 | 1278.3114 | 8000
206 | Jul | 25 | 15.75 | 45360 | 7711.2 | 7402.752 | 0 | 1041.75 | 1085.1563 | 8000
207 | Jul | 26 | 15.75 | 45360 | 7711.2 | 7402.752 | 0 | 1041.75 | 1085.1563 | 8000
208 | Jul | 27 | 15.75 | 45360 | 7711.2 | 7402.752 | 0 | 1041.75 | 1085.1563 | 8000
209 | Jul | 28 | 15.75 | 45360 | 7711.2 | 7402.752 | 0 | 1041.75 | 1085.1563 | 8000
210 | Jul | 29 | 15.75 | 45360 | 7711.2 | 7402.752 | 0 | 1041.75 | 1085.1563 | 8000
211 | Jul | 30 | 15.75 | 45360 | 7711.2 | 7402.752 | 0 | 1041.75 | 1085.1563 | 8000
212 | Jul | 31 | 15.75 | 45360 | 7711.2 | 7402.752 | 0 | 1041.75 | 1085.1563 | 8000
213 | Aug | 1 | 14.2 | 40896 | 6952.32 | 6674.2272 | 0 | 1041.75 | 1085.1563 | 8000
214 | Aug | 2 | 14.2 | 40896 | 6952.32 | 6674.2272 | 0 | 1041.75 | 1085.1563 | 8000
215 | Aug | 3 | 14.2 | 40896 | 6952.32 | 6674.2272 | 0 | 1041.75 | 1085.1563 | 8000
216 | Aug | 4 | 14.2 | 40896 | 6952.32 | 6674.2272 | 0 | 1041.75 | 1085.1563 | 8000
217 | Aug | 5 | 14.2 | 40896 | 6952.32 | 6674.2272 | 0 | 1041.75 | 1085.1563 | 8000
218 | Aug | 6 | 14.2 | 40896 | 6952.32 | 6674.2272 | 0 | 1041.75 | 1085.1563 | 8000
219 | Aug | 7 | 14.2 | 40896 | 6952.32 | 6674.2272 | 0 | 1041.75 | 1085.1563 | 8000
220 | Aug | 8 | 14.2 | 40896 | 6952.32 | 6674.2272 | 0 | 1041.75 | 1085.1563 | 8000
221 | Aug | 9 | 14.2 | 40896 | 6952.32 | 6674.2272 | 0 | 1041.75 | 1085.1563 | 8000
222 | Aug | 10 | 14.2 | 40896 | 6952.32 | 6674.2272 | 0 | 1041.75 | 1085.1563 | 8000
223 | Aug | 11 | 14.2 | 40896 | 6952.32 | 6674.2272 | 0 | 1041.75 | 1085.1563 | 8000
224 | Aug | 12 | 14.2 | 40896 | 6952.32 | 6674.2272 | 0 | 1041.75 | 1085.1563 | 8000
225 | Aug | 13 | 14.2 | 40896 | 6952.32 | 6674.2272 | 0 | 1041.75 | 1085.1563 | 8000
226 | Aug | 14 | 14.2 | 40896 | 6952.32 | 6674.2272 | 0 | 1041.75 | 1085.1563 | 8000
227 | Aug | 15 | 14.2 | 40896 | 6952.32 | 6674.2272 | 0 | 1041.75 | 1085.1563 | 8000
228 | Aug | 16 | 14.2 | 40896 | 6952.32 | 6674.2272 | 0 | 1041.75 | 1085.1563 | 8000
229 | Aug | 17 | 14.2 | 40896 | 6952.32 | 6674.2272 | 0 | 1041.75 | 1085.1563 | 8000
230 | Aug | 18 | 14.2 | 40896 | 6952.32 | 6674.2272 | 0 | 1041.75 | 1085.1563 | 8000
231 | Aug | 19 | 14.2 | 40896 | 6952.32 | 6674.2272 | 0 | 1041.75 | 1085.1563 | 8000
232 | Aug | 20 | 14.2 | 40896 | 6952.32 | 6674.2272 | 0 | 1041.75 | 1085.1563 | 8000
233 | Aug | 21 | 14.2 | 40896 | 6952.32 | 6674.2272 | 0 | 1041.75 | 1085.1563 | 8000
234 | Aug | 22 | 14.2 | 40896 | 6952.32 | 6674.2272 | 0 | 1041.75 | 1085.1563 | 8000
235 | Aug | 23 | 14.2 | 40896 | 6952.32 | 6674.2272 | 0 | 1041.75 | 1085.1563 | 8000
236 | Aug | 24 | 14.2 | 40896 | 6952.32 | 6674.2272 | 0 | 1041.75 | 1085.1563 | 8000
237 | Aug | 25 | 14.2 | 40896 | 6952.32 | 6674.2272 | 0 | 1041.75 | 1085.1563 | 8000
238 | Aug | 26 | 14.2 | 40896 | 6952.32 | 6674.2272 | 0 | 1041.75 | 1085.1563 | 8000
239 | Aug | 27 | 14.2 | 40896 | 6952.32 | 6674.2272 | 0 | 1041.75 | 1085.1563 | 8000
240 | Aug | 28 | 14.2 | 40896 | 6952.32 | 6674.2272 | 123.6193 | 1041.75 | 1213.9263 | 8000
241 | Aug | 29 | 14.2 | 40896 | 6952.32 | 6674.2272 | 2410.5757 | 1041.75 | 3596.1726 | 8000
242 | Aug | 30 | 14.2 | 40896 | 6952.32 | 6674.2272 | 1112.5734 | 1041.75 | 2244.0869 | 8000
243 | Aug | 31 | 14.2 | 40896 | 6952.32 | 6674.2272 | 3275.9105 | 1041.75 | 4497.5631 | 8000
244 | Sep | 1 | 12.5 | 36000 | 6120 | 5875.2 | 988.9541 | 1041.75 | 2115.3168 | 8000
245 | Sep | 2 | 12.5 | 36000 | 6120 | 5875.2 | 1916.0986 | 1041.75 | 3081.0923 | 8000
246 | Sep | 3 | 12.5 | 36000 | 6120 | 5875.2 | 0 | 1041.75 | 1085.1563 | 8000
247 | Sep | 4 | 12.5 | 36000 | 6120 | 5875.2 | 0 | 1041.75 | 1085.1563 | 8000
248 | Sep | 5 | 12.5 | 36000 | 6120 | 5875.2 | 0 | 1041.75 | 1085.1563 | 8000
249 | Sep | 6 | 12.5 | 36000 | 6120 | 5875.2 | 0 | 1041.75 | 1085.1563 | 8000
250 | Sep | 7 | 12.5 | 36000 | 6120 | 5875.2 | 0 | 1041.75 | 1085.1563 | 8000
251 | Sep | 8 | 12.5 | 36000 | 6120 | 5875.2 | 0 | 1041.75 | 1085.1563 | 8000
252 | Sep | 9 | 12.5 | 36000 | 6120 | 5875.2 | 0 | 1041.75 | 1085.1563 | 8000
253 | Sep | 10 | 12.5 | 36000 | 6120 | 5875.2 | 0 | 1041.75 | 1085.1563 | 8000
254 | Sep | 11 | 12.5 | 36000 | 6120 | 5875.2 | 0 | 1041.75 | 1085.1563 | 8000
255 | Sep | 12 | 12.5 | 36000 | 6120 | 5875.2 | 0 | 1041.75 | 1085.1563 | 8000
256 | Sep | 13 | 12.5 | 36000 | 6120 | 5875.2 | 0 | 1041.75 | 1085.1563 | 8000
257 | Sep | 14 | 12.5 | 36000 | 6120 | 5875.2 | 0 | 1041.75 | 1085.1563 | 8000
258 | Sep | 15 | 12.5 | 36000 | 6120 | 5875.2 | 0 | 1041.75 | 1085.1563 | 8000
259 | Sep | 16 | 12.5 | 36000 | 6120 | 5875.2 | 0 | 1041.75 | 1085.1563 | 8000
260 | Sep | 17 | 12.5 | 36000 | 6120 | 5875.2 | 0 | 1041.75 | 1085.1563 | 8000
261 | Sep | 18 | 12.5 | 36000 | 6120 | 5875.2 | 7726.2041 | 1041.75 | 9133.2855 | 8000
262 | Sep | 19 | 12.5 | 36000 | 6120 | 5875.2 | 123.6193 | 1041.75 | 1213.9263 | 4741.9145
263 | Sep | 20 | 12.5 | 36000 | 6120 | 5875.2 | 0 | 1041.75 | 1085.1563 | 8000
264 | Sep | 21 | 12.5 | 36000 | 6120 | 5875.2 | 618.0963 | 1041.75 | 1729.0066 | 8000
265 | Sep | 22 | 12.5 | 36000 | 6120 | 5875.2 | 3832.1972 | 1041.75 | 5077.0284 | 8000
266 | Sep | 23 | 12.5 | 36000 | 6120 | 5875.2 | 7726.2041 | 1041.75 | 9133.2855 | 8000
267 | Sep | 24 | 12.5 | 36000 | 6120 | 5875.2 | 494.4771 | 1041.75 | 1600.2365 | 4741.9145
268 | Sep | 25 | 12.5 | 36000 | 6120 | 5875.2 | 185.4289 | 1041.75 | 1278.3114 | 8000
269 | Sep | 26 | 12.5 | 36000 | 6120 | 5875.2 | 2534.1949 | 1041.75 | 3724.9426 | 8000
270 | Sep | 27 | 12.5 | 36000 | 6120 | 5875.2 | 0 | 1041.75 | 1085.1563 | 8000
271 | Sep | 28 | 12.5 | 36000 | 6120 | 5875.2 | 3832.1972 | 1041.75 | 5077.0284 | 8000
272 | Sep | 29 | 12.5 | 36000 | 6120 | 5875.2 | 1730.6697 | 1041.75 | 2887.9372 | 8000
273 | Sep | 30 | 12.5 | 36000 | 6120 | 5875.2 | 0 | 1041.75 | 1085.1563 | 8000
274 | Oct | 1 | 10.75 | 30960 | 5263.2 | 5052.672 | 0 | 1041.75 | 1085.1563 | 8000
275 | Oct | 2 | 10.75 | 30960 | 5263.2 | 5052.672 | 0 | 1041.75 | 1085.1563 | 8000
276 | Oct | 3 | 10.75 | 30960 | 5263.2 | 5052.672 | 7726.2041 | 1041.75 | 9133.2855 | 8000
277 | Oct | 4 | 10.75 | 30960 | 5263.2 | 5052.672 | 1854.289 | 1041.75 | 3016.7073 | 3919.3865
278 | Oct | 5 | 10.75 | 30960 | 5263.2 | 5052.672 | 2843.2431 | 1041.75 | 4046.8678 | 5955.3512
279 | Oct | 6 | 10.75 | 30960 | 5263.2 | 5052.672 | 123.6193 | 1041.75 | 1213.9263 | 6961.1554
280 | Oct | 7 | 10.75 | 30960 | 5263.2 | 5052.672 | 0 | 1041.75 | 1085.1563 | 8000
281 | Oct | 8 | 10.75 | 30960 | 5263.2 | 5052.672 | 432.6674 | 1041.75 | 1535.8515 | 8000
282 | Oct | 9 | 10.75 | 30960 | 5263.2 | 5052.672 | 556.2867 | 1041.75 | 1664.6216 | 8000
283 | Oct | 10 | 10.75 | 30960 | 5263.2 | 5052.672 | 5501.0573 | 1041.75 | 6815.4243 | 8000
284 | Oct | 11 | 10.75 | 30960 | 5263.2 | 5052.672 | 4759.3417 | 1041.75 | 6042.8039 | 6237.2477
285 | Oct | 12 | 10.75 | 30960 | 5263.2 | 5052.672 | 7726.2041 | 1041.75 | 9133.2855 | 5247.1158
286 | Oct | 13 | 10.75 | 30960 | 5263.2 | 5052.672 | 7726.2041 | 1041.75 | 9133.2855 | 1166.5023
287 | Oct | 14 | 10.75 | 30960 | 5263.2 | 5052.672 | 7726.2041 | 1041.75 | 9133.2855 | 0
288 | Oct | 15 | 10.75 | 30960 | 5263.2 | 5052.672 | 1977.9082 | 1041.75 | 3145.4773 | 0
289 | Oct | 16 | 10.75 | 30960 | 5263.2 | 5052.672 | 5315.6284 | 1041.75 | 6622.2692 | 1907.1947
290 | Oct | 17 | 10.75 | 30960 | 5263.2 | 5052.672 | 7726.2041 | 1041.75 | 9133.2855 | 337.5975
291 | Oct | 18 | 10.75 | 30960 | 5263.2 | 5052.672 | 5192.0092 | 1041.75 | 6493.4991 | 0
292 | Oct | 19 | 10.75 | 30960 | 5263.2 | 5052.672 | 7726.2041 | 1041.75 | 9133.2855 | 0
293 | Oct | 20 | 10.75 | 30960 | 5263.2 | 5052.672 | 3337.7202 | 1041.75 | 4561.9481 | 0
294 | Oct | 21 | 10.75 | 30960 | 5263.2 | 5052.672 | 7726.2041 | 1041.75 | 9133.2855 | 490.7239
295 | Oct | 22 | 10.75 | 30960 | 5263.2 | 5052.672 | 6613.6307 | 1041.75 | 7974.3549 | 0
296 | Oct | 23 | 10.75 | 30960 | 5263.2 | 5052.672 | 2905.0527 | 1041.75 | 4111.2529 | 0
297 | Oct | 24 | 10.75 | 30960 | 5263.2 | 5052.672 | 494.4771 | 1041.75 | 1600.2365 | 941.4191
298 | Oct | 25 | 10.75 | 30960 | 5263.2 | 5052.672 | 6737.25 | 1041.75 | 8103.125 | 4393.8546
299 | Oct | 26 | 10.75 | 30960 | 5263.2 | 5052.672 | 741.7156 | 1041.75 | 1857.7767 | 1343.4017
300 | Oct | 27 | 10.75 | 30960 | 5263.2 | 5052.672 | 7726.2041 | 1041.75 | 9133.2855 | 4538.297
301 | Oct | 28 | 10.75 | 30960 | 5263.2 | 5052.672 | 7540.7752 | 1041.75 | 8940.1304 | 457.6835
302 | Oct | 29 | 10.75 | 30960 | 5263.2 | 5052.672 | 2163.3371 | 1041.75 | 3338.6324 | 0
303 | Oct | 30 | 10.75 | 30960 | 5263.2 | 5052.672 | 2781.4335 | 1041.75 | 3982.4828 | 1714.0396
304 | Oct | 31 | 10.75 | 30960 | 5263.2 | 5052.672 | 4635.7225 | 1041.75 | 5914.0338 | 2784.2288
305 | Nov | 1 | 9 | 25920 | 4406.4 | 4230.144 | 1977.9082 | 1041.75 | 3145.4773 | 1922.867
306 | Nov | 2 | 9 | 25920 | 4406.4 | 4230.144 | 7726.2041 | 1041.75 | 9133.2855 | 3007.5336
307 | Nov | 3 | 9 | 25920 | 4406.4 | 4230.144 | 7726.2041 | 1041.75 | 9133.2855 | 0
308 | Nov | 4 | 9 | 25920 | 4406.4 | 4230.144 | 2781.4335 | 1041.75 | 3982.4828 | 0
309 | Nov | 5 | 9 | 25920 | 4406.4 | 4230.144 | 1359.8119 | 1041.75 | 2501.627 | 247.6612
310 | Nov | 6 | 9 | 25920 | 4406.4 | 4230.144 | 6242.7729 | 1041.75 | 7588.0447 | 1976.1782
311 | Nov | 7 | 9 | 25920 | 4406.4 | 4230.144 | 432.6674 | 1041.75 | 1535.8515 | 0
312 | Nov | 8 | 9 | 25920 | 4406.4 | 4230.144 | 7726.2041 | 1041.75 | 9133.2855 | 2694.2925
313 | Nov | 9 | 9 | 25920 | 4406.4 | 4230.144 | 0 | 1041.75 | 1085.1563 | 0
314 | Nov | 10 | 9 | 25920 | 4406.4 | 4230.144 | 0 | 1041.75 | 1085.1563 | 3144.9878
315 | Nov | 11 | 9 | 25920 | 4406.4 | 4230.144 | 0 | 1041.75 | 1085.1563 | 6289.9755
316 | Nov | 12 | 9 | 25920 | 4406.4 | 4230.144 | 0 | 1041.75 | 1085.1563 | 8000
317 | Nov | 13 | 9 | 25920 | 4406.4 | 4230.144 | 0 | 1041.75 | 1085.1563 | 8000
318 | Nov | 14 | 9 | 25920 | 4406.4 | 4230.144 | 0 | 1041.75 | 1085.1563 | 8000
319 | Nov | 15 | 9 | 25920 | 4406.4 | 4230.144 | 0 | 1041.75 | 1085.1563 | 8000
320 | Nov | 16 | 9 | 25920 | 4406.4 | 4230.144 | 0 | 1041.75 | 1085.1563 | 8000
321 | Nov | 17 | 9 | 25920 | 4406.4 | 4230.144 | 0 | 1041.75 | 1085.1563 | 8000
322 | Nov | 18 | 9 | 25920 | 4406.4 | 4230.144 | 0 | 1041.75 | 1085.1563 | 8000
323 | Nov | 19 | 9 | 25920 | 4406.4 | 4230.144 | 1050.7638 | 1041.75 | 2179.7018 | 8000
324 | Nov | 20 | 9 | 25920 | 4406.4 | 4230.144 | 7726.2041 | 1041.75 | 9133.2855 | 8000
325 | Nov | 21 | 9 | 25920 | 4406.4 | 4230.144 | 7726.2041 | 1041.75 | 9133.2855 | 3096.8585
326 | Nov | 22 | 9 | 25920 | 4406.4 | 4230.144 | 7726.2041 | 1041.75 | 9133.2855 | 0
327 | Nov | 23 | 9 | 25920 | 4406.4 | 4230.144 | 4697.5321 | 1041.75 | 5978.4188 | 0
328 | Nov | 24 | 9 | 25920 | 4406.4 | 4230.144 | 7726.2041 | 1041.75 | 9133.2855 | 0
329 | Nov | 25 | 9 | 25920 | 4406.4 | 4230.144 | 4635.7225 | 1041.75 | 5914.0338 | 0
330 | Nov | 26 | 9 | 25920 | 4406.4 | 4230.144 | 7726.2041 | 1041.75 | 9133.2855 | 0
331 | Nov | 27 | 9 | 25920 | 4406.4 | 4230.144 | 4635.7225 | 1041.75 | 5914.0338 | 0
332 | Nov | 28 | 9 | 25920 | 4406.4 | 4230.144 | 0 | 1041.75 | 1085.1563 | 0
333 | Nov | 29 | 9 | 25920 | 4406.4 | 4230.144 | 0 | 1041.75 | 1085.1563 | 3144.9878
334 | Nov | 30 | 9 | 25920 | 4406.4 | 4230.144 | 0 | 1041.75 | 1085.1563 | 6289.9755
335 | Dec | 1 | 8.25 | 23760 | 4039.2 | 3877.632 | 0 | 1041.75 | 1085.1563 | 8000
336 | Dec | 2 | 8.25 | 23760 | 4039.2 | 3877.632 | 0 | 1041.75 | 1085.1563 | 8000
337 | Dec | 3 | 8.25 | 23760 | 4039.2 | 3877.632 | 0 | 1041.75 | 1085.1563 | 8000
338 | Dec | 4 | 8.25 | 23760 | 4039.2 | 3877.632 | 370.8578 | 1041.75 | 1471.4665 | 8000
339 | Dec | 5 | 8.25 | 23760 | 4039.2 | 3877.632 | 7726.2041 | 1041.75 | 9133.2855 | 8000
340 | Dec | 6 | 8.25 | 23760 | 4039.2 | 3877.632 | 247.2385 | 1041.75 | 1342.6964 | 2744.3465
341 | Dec | 7 | 8.25 | 23760 | 4039.2 | 3877.632 | 4697.5321 | 1041.75 | 5978.4188 | 5279.2821
342 | Dec | 8 | 8.25 | 23760 | 4039.2 | 3877.632 | 7726.2041 | 1041.75 | 9133.2855 | 3178.4953
343 | Dec | 9 | 8.25 | 23760 | 4039.2 | 3877.632 | 7726.2041 | 1041.75 | 9133.2855 | 0
344 | Dec | 10 | 8.25 | 23760 | 4039.2 | 3877.632 | 1359.8119 | 1041.75 | 2501.627 | 0
345 | Dec | 11 | 8.25 | 23760 | 4039.2 | 3877.632 | 5501.0573 | 1041.75 | 6815.4243 | 1376.005
346 | Dec | 12 | 8.25 | 23760 | 4039.2 | 3877.632 | 432.6674 | 1041.75 | 1535.8515 | 0
347 | Dec | 13 | 8.25 | 23760 | 4039.2 | 3877.632 | 309.0482 | 1041.75 | 1407.0814 | 2341.7805
348 | Dec | 14 | 8.25 | 23760 | 4039.2 | 3877.632 | 0 | 1041.75 | 1085.1563 | 4812.3311
349 | Dec | 15 | 8.25 | 23760 | 4039.2 | 3877.632 | 2781.4335 | 1041.75 | 3982.4828 | 7604.8068
350 | Dec | 16 | 8.25 | 23760 | 4039.2 | 3877.632 | 6242.7729 | 1041.75 | 7588.0447 | 7499.9561
351 | Dec | 17 | 8.25 | 23760 | 4039.2 | 3877.632 | 247.2385 | 1041.75 | 1342.6964 | 3789.5434
352 | Dec | 18 | 8.25 | 23760 | 4039.2 | 3877.632 | 7602.5848 | 1041.75 | 9004.5154 | 6324.479
353 | Dec | 19 | 8.25 | 23760 | 4039.2 | 3877.632 | 0 | 1041.75 | 1085.1563 | 1197.5955
354 | Dec | 20 | 8.25 | 23760 | 4039.2 | 3877.632 | 0 | 1041.75 | 1085.1563 | 3990.0713
355 | Dec | 21 | 8.25 | 23760 | 4039.2 | 3877.632 | 2719.6238 | 1041.75 | 3918.0978 | 6782.547
356 | Dec | 22 | 8.25 | 23760 | 4039.2 | 3877.632 | 3584.9587 | 1041.75 | 4819.4882 | 6742.0813
357 | Dec | 23 | 8.25 | 23760 | 4039.2 | 3877.632 | 3090.4816 | 1041.75 | 4304.408 | 5800.225
358 | Dec | 24 | 8.25 | 23760 | 4039.2 | 3877.632 | 679.906 | 1041.75 | 1793.3916 | 5373.4491
359 | Dec | 25 | 8.25 | 23760 | 4039.2 | 3877.632 | 185.4289 | 1041.75 | 1278.3114 | 7457.6895
360 | Dec | 26 | 8.25 | 23760 | 4039.2 | 3877.632 | 3152.2913 | 1041.75 | 4368.793 | 8000
361 | Dec | 27 | 8.25 | 23760 | 4039.2 | 3877.632 | 1668.8601 | 1041.75 | 2823.5522 | 7508.839
362 | Dec | 28 | 8.25 | 23760 | 4039.2 | 3877.632 | 0 | 1041.75 | 1085.1563 | 8000
363 | Dec | 29 | 8.25 | 23760 | 4039.2 | 3877.632 | 0 | 1041.75 | 1085.1563 | 8000
364 | Dec | 30 | 8.25 | 23760 | 4039.2 | 3877.632 | 0 | 1041.75 | 1085.1563 | 8000
365 | Dec | 31 | 8.25 | 23760 | 4039.2 | 3877.632 | 0 | 1041.75 | 1085.1563 | 8000
Note on D12: Patrick: Not used.
Note on F15: Patrick: neglect for this
Note on H20: Patrick: 92% efficiency from DC-AC inverter is accounted for in this. VAC - Pump & Ozone
Note on I20: Patrick: Only for UV

## Storage to House
Tank Position |  |  | Pipes |  | Constants
Distance to Tank [m] | 16.3551 |  | Diameter of Pipe [m] | 0.02 | density of Water | 1000
Heigth of Tank [m] | 9.3 |  | Cross Section [m^2] | 0.00031416 | Gravity [m/s^2] | 9.81
|  |  | f | 0.05
Pump Selected | A |  | Loss coefficient due to fittings and valves (to house | 12
GLOBAL CALCULATIONS BASED ON PUMP |  |  | Filter coeffiient, Cf | 0
Pressure [kPa] | 91.2328
Flow [L/min] | 35.0036
Flow Rate [m/s] | Flow Rate [L/min] | System | Tank Pressure | Difference of Pressure
0.003 | 0.056549 | 0.000238 | 91.233 | 91.2328
0.006 | 0.1131 | 0.00095198 | 91.233 | 91.232
0.009 | 0.16965 | 0.002142 | 91.233 | 91.2309
0.012 | 0.22619 | 0.0038079 | 91.233 | 91.2292
0.015 | 0.28274 | 0.0059499 | 91.233 | 91.2271
0.018 | 0.33929 | 0.0085678 | 91.233 | 91.2244
0.021 | 0.39584 | 0.011662 | 91.233 | 91.2213
0.024 | 0.45239 | 0.015232 | 91.233 | 91.2178
0.027 | 0.50894 | 0.019278 | 91.233 | 91.2137
0.03 | 0.56549 | 0.0238 | 91.233 | 91.2092
0.033 | 0.62204 | 0.028797 | 91.233 | 91.2042
0.036 | 0.67858 | 0.034271 | 91.233 | 91.1987
0.039 | 0.73513 | 0.040221 | 91.233 | 91.1928
0.042 | 0.79168 | 0.046647 | 91.233 | 91.1864
0.045 | 0.84823 | 0.053549 | 91.233 | 91.1795
0.048 | 0.90478 | 0.060927 | 91.233 | 91.1721
0.051 | 0.96133 | 0.068781 | 91.233 | 91.1642
0.054 | 1.0179 | 0.07711 | 91.233 | 91.1559
0.057 | 1.0744 | 0.085916 | 91.233 | 91.1471
0.06 | 1.131 | 0.095198 | 91.233 | 91.1378
0.063 | 1.1875 | 0.10496 | 91.233 | 91.128
0.066 | 1.2441 | 0.11519 | 91.233 | 91.1178
0.069 | 1.3006 | 0.1259 | 91.233 | 91.1071
0.072 | 1.3572 | 0.13709 | 91.233 | 91.0959
0.075 | 1.4137 | 0.14875 | 91.233 | 91.0843
0.078 | 1.4703 | 0.16088 | 91.233 | 91.0721
0.081 | 1.5268 | 0.1735 | 91.233 | 91.0595
0.084 | 1.5834 | 0.18659 | 91.233 | 91.0464
0.087 | 1.6399 | 0.20015 | 91.233 | 91.0328
0.09 | 1.6965 | 0.2142 | 91.233 | 91.0188
0.093 | 1.753 | 0.22871 | 91.233 | 91.0043
0.096 | 1.8096 | 0.24371 | 91.233 | 90.9893
0.099 | 1.8661 | 0.25918 | 91.233 | 90.9738
0.102 | 1.9227 | 0.27512 | 91.233 | 90.9579
0.105 | 1.9792 | 0.29154 | 91.233 | 90.9415
0.108 | 2.0358 | 0.30844 | 91.233 | 90.9246
0.111 | 2.0923 | 0.32582 | 91.233 | 90.9072
0.114 | 2.1488 | 0.34366 | 91.233 | 90.8893
0.117 | 2.2054 | 0.36199 | 91.233 | 90.871
0.12 | 2.2619 | 0.38079 | 91.233 | 90.8522
0.123 | 2.3185 | 0.40007 | 91.233 | 90.8329
0.126 | 2.375 | 0.41982 | 91.233 | 90.8132
0.129 | 2.4316 | 0.44005 | 91.233 | 90.7929
0.132 | 2.4881 | 0.46076 | 91.233 | 90.7722
0.135 | 2.5447 | 0.48194 | 91.233 | 90.7511
0.138 | 2.6012 | 0.5036 | 91.233 | 90.7294
0.141 | 2.6578 | 0.52573 | 91.233 | 90.7073
0.144 | 2.7143 | 0.54834 | 91.233 | 90.6847
0.147 | 2.7709 | 0.57143 | 91.233 | 90.6616
0.15 | 2.8274 | 0.59499 | 91.233 | 90.638
0.153 | 2.884 | 0.61903 | 91.233 | 90.614
0.156 | 2.9405 | 0.64354 | 91.233 | 90.5895
0.159 | 2.9971 | 0.66853 | 91.233 | 90.5645
0.162 | 3.0536 | 0.69399 | 91.233 | 90.539
0.165 | 3.1102 | 0.71994 | 91.233 | 90.5131
0.168 | 3.1667 | 0.74635 | 91.233 | 90.4866
0.171 | 3.2233 | 0.77325 | 91.233 | 90.4598
0.174 | 3.2798 | 0.80062 | 91.233 | 90.4324
0.177 | 3.3364 | 0.82846 | 91.233 | 90.4045
0.18 | 3.3929 | 0.85678 | 91.233 | 90.3762
0.183 | 3.4495 | 0.88558 | 91.233 | 90.3474
0.186 | 3.506 | 0.91485 | 91.233 | 90.3181
0.189 | 3.5626 | 0.9446 | 91.233 | 90.2884
0.192 | 3.6191 | 0.97483 | 91.233 | 90.2582
0.195 | 3.6757 | 1.0055 | 91.233 | 90.2275
0.198 | 3.7322 | 1.0367 | 91.233 | 90.1963
0.201 | 3.7888 | 1.0684 | 91.233 | 90.1646
0.204 | 3.8453 | 1.1005 | 91.233 | 90.1325
0.207 | 3.9019 | 1.1331 | 91.233 | 90.0999
0.21 | 3.9584 | 1.1662 | 91.233 | 90.0668
0.213 | 4.015 | 1.1997 | 91.233 | 90.0333
0.216 | 4.0715 | 1.2338 | 91.233 | 89.9992
0.219 | 4.1281 | 1.2683 | 91.233 | 89.9647
0.222 | 4.1846 | 1.3033 | 91.233 | 89.9297
0.225 | 4.2412 | 1.3387 | 91.233 | 89.8943
0.228 | 4.2977 | 1.3747 | 91.233 | 89.8583
0.231 | 4.3542 | 1.4111 | 91.233 | 89.8219
0.234 | 4.4108 | 1.448 | 91.233 | 89.785
0.237 | 4.4673 | 1.4853 | 91.233 | 89.7477
0.24 | 4.5239 | 1.5232 | 91.233 | 89.7098
0.243 | 4.5804 | 1.5615 | 91.233 | 89.6715
0.246 | 4.637 | 1.6003 | 91.233 | 89.6327
0.249 | 4.6935 | 1.6395 | 91.233 | 89.5935
0.252 | 4.7501 | 1.6793 | 91.233 | 89.5537
0.255 | 4.8066 | 1.7195 | 91.233 | 89.5135
0.258 | 4.8632 | 1.7602 | 91.233 | 89.4728
0.261 | 4.9197 | 1.8014 | 91.233 | 89.4316
0.264 | 4.9763 | 1.843 | 91.233 | 89.39
0.267 | 5.0328 | 1.8852 | 91.233 | 89.3478
0.27 | 5.0894 | 1.9278 | 91.233 | 89.3052
0.273 | 5.1459 | 1.9708 | 91.233 | 89.2622
0.276 | 5.2025 | 2.0144 | 91.233 | 89.2186
0.279 | 5.259 | 2.0584 | 91.233 | 89.1746
0.282 | 5.3156 | 2.1029 | 91.233 | 89.1301
0.285 | 5.3721 | 2.1479 | 91.233 | 89.0851
0.288 | 5.4287 | 2.1934 | 91.233 | 89.0396
0.291 | 5.4852 | 2.2393 | 91.233 | 88.9937
0.294 | 5.5418 | 2.2857 | 91.233 | 88.9473
0.297 | 5.5983 | 2.3326 | 91.233 | 88.9004
0.3 | 5.6549 | 2.38 | 91.233 | 88.853
0.303 | 5.7114 | 2.4278 | 91.233 | 88.8052
0.306 | 5.768 | 2.4761 | 91.233 | 88.7569
0.309 | 5.8245 | 2.5249 | 91.233 | 88.7081
0.312 | 5.8811 | 2.5742 | 91.233 | 88.6588
0.315 | 5.9376 | 2.6239 | 91.233 | 88.6091
0.318 | 5.9942 | 2.6741 | 91.233 | 88.5589
0.321 | 6.0507 | 2.7248 | 91.233 | 88.5082
0.324 | 6.1073 | 2.776 | 91.233 | 88.457
0.327 | 6.1638 | 2.8276 | 91.233 | 88.4054
0.33 | 6.2204 | 2.8797 | 91.233 | 88.3533
0.333 | 6.2769 | 2.9323 | 91.233 | 88.3007
0.336 | 6.3335 | 2.9854 | 91.233 | 88.2476
0.339 | 6.39 | 3.039 | 91.233 | 88.194
0.342 | 6.4465 | 3.093 | 91.233 | 88.14
0.345 | 6.5031 | 3.1475 | 91.233 | 88.0855
0.348 | 6.5596 | 3.2025 | 91.233 | 88.0305
0.351 | 6.6162 | 3.2579 | 91.233 | 87.9751
0.354 | 6.6727 | 3.3138 | 91.233 | 87.9192
0.357 | 6.7293 | 3.3702 | 91.233 | 87.8628
0.36 | 6.7858 | 3.4271 | 91.233 | 87.8059
0.363 | 6.8424 | 3.4845 | 91.233 | 87.7485
0.366 | 6.8989 | 3.5423 | 91.233 | 87.6907
0.369 | 6.9555 | 3.6006 | 91.233 | 87.6324
0.372 | 7.012 | 3.6594 | 91.233 | 87.5736
0.375 | 7.0686 | 3.7187 | 91.233 | 87.5143
0.378 | 7.1251 | 3.7784 | 91.233 | 87.4546
0.381 | 7.1817 | 3.8386 | 91.233 | 87.3944
0.384 | 7.2382 | 3.8993 | 91.233 | 87.3337
0.387 | 7.2948 | 3.9605 | 91.233 | 87.2725
0.39 | 7.3513 | 4.0221 | 91.233 | 87.2109
0.393 | 7.4079 | 4.0842 | 91.233 | 87.1488
0.396 | 7.4644 | 4.1468 | 91.233 | 87.0862
0.399 | 7.521 | 4.2099 | 91.233 | 87.0231
0.402 | 7.5775 | 4.2734 | 91.233 | 86.9596
0.405 | 7.6341 | 4.3375 | 91.233 | 86.8955
0.408 | 7.6906 | 4.402 | 91.233 | 86.831
0.411 | 7.7472 | 4.4669 | 91.233 | 86.7661
0.414 | 7.8037 | 4.5324 | 91.233 | 86.7006
0.417 | 7.8603 | 4.5983 | 91.233 | 86.6347
0.42 | 7.9168 | 4.6647 | 91.233 | 86.5683
0.423 | 7.9734 | 4.7316 | 91.233 | 86.5014
0.426 | 8.0299 | 4.7989 | 91.233 | 86.4341
0.429 | 8.0865 | 4.8668 | 91.233 | 86.3662
0.432 | 8.143 | 4.9351 | 91.233 | 86.2979
0.435 | 8.1996 | 5.0038 | 91.233 | 86.2292
0.438 | 8.2561 | 5.0731 | 91.233 | 86.1599
0.441 | 8.3127 | 5.1428 | 91.233 | 86.0902
0.444 | 8.3692 | 5.213 | 91.233 | 86.02
0.447 | 8.4258 | 5.2837 | 91.233 | 85.9493
0.45 | 8.4823 | 5.3549 | 91.233 | 85.8781
0.453 | 8.5388 | 5.4265 | 91.233 | 85.8065
0.456 | 8.5954 | 5.4986 | 91.233 | 85.7344
0.459 | 8.6519 | 5.5712 | 91.233 | 85.6618
0.462 | 8.7085 | 5.6443 | 91.233 | 85.5887
0.465 | 8.765 | 5.7178 | 91.233 | 85.5152
0.468 | 8.8216 | 5.7918 | 91.233 | 85.4412
0.471 | 8.8781 | 5.8663 | 91.233 | 85.3667
0.474 | 8.9347 | 5.9413 | 91.233 | 85.2917
0.477 | 8.9912 | 6.0168 | 91.233 | 85.2162
0.48 | 9.0478 | 6.0927 | 91.233 | 85.1403
0.483 | 9.1043 | 6.1691 | 91.233 | 85.0639
0.486 | 9.1609 | 6.2459 | 91.233 | 84.9871
0.489 | 9.2174 | 6.3233 | 91.233 | 84.9097
0.492 | 9.274 | 6.4011 | 91.233 | 84.8319
0.495 | 9.3305 | 6.4794 | 91.233 | 84.7536
0.498 | 9.3871 | 6.5582 | 91.233 | 84.6748
0.501 | 9.4436 | 6.6374 | 91.233 | 84.5956
0.504 | 9.5002 | 6.7172 | 91.233 | 84.5158
0.507 | 9.5567 | 6.7974 | 91.233 | 84.4356
0.51 | 9.6133 | 6.8781 | 91.233 | 84.3549
0.513 | 9.6698 | 6.9592 | 91.233 | 84.2738
0.516 | 9.7264 | 7.0408 | 91.233 | 84.1922
0.519 | 9.7829 | 7.123 | 91.233 | 84.11
0.522 | 9.8395 | 7.2055 | 91.233 | 84.0275
0.525 | 9.896 | 7.2886 | 91.233 | 83.9444
0.528 | 9.9526 | 7.3721 | 91.233 | 83.8609
0.531 | 10.0091 | 7.4561 | 91.233 | 83.7769
0.534 | 10.0657 | 7.5406 | 91.233 | 83.6924
0.537 | 10.1222 | 7.6256 | 91.233 | 83.6074
0.54 | 10.1788 | 7.711 | 91.233 | 83.522
0.543 | 10.2353 | 7.797 | 91.233 | 83.436
0.546 | 10.2919 | 7.8834 | 91.233 | 83.3496
0.549 | 10.3484 | 7.9702 | 91.233 | 83.2628
0.552 | 10.405 | 8.0576 | 91.233 | 83.1754
0.555 | 10.4615 | 8.1454 | 91.233 | 83.0876
0.558 | 10.5181 | 8.2337 | 91.233 | 82.9993
0.561 | 10.5746 | 8.3225 | 91.233 | 82.9105
0.564 | 10.6311 | 8.4117 | 91.233 | 82.8213
0.567 | 10.6877 | 8.5014 | 91.233 | 82.7316
0.57 | 10.7442 | 8.5916 | 91.233 | 82.6414
0.573 | 10.8008 | 8.6823 | 91.233 | 82.5507
0.576 | 10.8573 | 8.7735 | 91.233 | 82.4595
0.579 | 10.9139 | 8.8651 | 91.233 | 82.3679
0.582 | 10.9704 | 8.9572 | 91.233 | 82.2758
0.585 | 11.027 | 9.0498 | 91.233 | 82.1832
0.588 | 11.0835 | 9.1428 | 91.233 | 82.0902
0.591 | 11.1401 | 9.2364 | 91.233 | 81.9966
0.594 | 11.1966 | 9.3304 | 91.233 | 81.9026
0.597 | 11.2532 | 9.4248 | 91.233 | 81.8082
0.6 | 11.3097 | 9.5198 | 91.233 | 81.7132
0.603 | 11.3663 | 9.6152 | 91.233 | 81.6178
0.606 | 11.4228 | 9.7112 | 91.233 | 81.5218
0.609 | 11.4794 | 9.8075 | 91.233 | 81.4255
0.612 | 11.5359 | 9.9044 | 91.233 | 81.3286
0.615 | 11.5925 | 10.0017 | 91.233 | 81.2313
0.618 | 11.649 | 10.0996 | 91.233 | 81.1334
0.621 | 11.7056 | 10.1979 | 91.233 | 81.0351
0.624 | 11.7621 | 10.2966 | 91.233 | 80.9364
0.627 | 11.8187 | 10.3959 | 91.233 | 80.8371
0.63 | 11.8752 | 10.4956 | 91.233 | 80.7374
0.633 | 11.9318 | 10.5958 | 91.233 | 80.6372
0.636 | 11.9883 | 10.6965 | 91.233 | 80.5365
0.639 | 12.0449 | 10.7976 | 91.233 | 80.4354
0.642 | 12.1014 | 10.8992 | 91.233 | 80.3338
0.645 | 12.158 | 11.0013 | 91.233 | 80.2317
0.648 | 12.2145 | 11.1039 | 91.233 | 80.1291
0.651 | 12.2711 | 11.207 | 91.233 | 80.026
0.654 | 12.3276 | 11.3105 | 91.233 | 79.9225
0.657 | 12.3842 | 11.4145 | 91.233 | 79.8185
0.66 | 12.4407 | 11.519 | 91.233 | 79.714
0.663 | 12.4973 | 11.6239 | 91.233 | 79.6091
0.666 | 12.5538 | 11.7294 | 91.233 | 79.5036
0.669 | 12.6104 | 11.8353 | 91.233 | 79.3977
0.672 | 12.6669 | 11.9416 | 91.233 | 79.2914
0.675 | 12.7235 | 12.0485 | 91.233 | 79.1845
0.678 | 12.78 | 12.1558 | 91.233 | 79.0772
0.681 | 12.8365 | 12.2637 | 91.233 | 78.9693
0.684 | 12.8931 | 12.3719 | 91.233 | 78.8611
0.687 | 12.9496 | 12.4807 | 91.233 | 78.7523
0.69 | 13.0062 | 12.5899 | 91.233 | 78.6431
0.693 | 13.0627 | 12.6997 | 91.233 | 78.5333
0.696 | 13.1193 | 12.8098 | 91.233 | 78.4232
0.699 | 13.1758 | 12.9205 | 91.233 | 78.3125
0.702 | 13.2324 | 13.0317 | 91.233 | 78.2013
0.705 | 13.2889 | 13.1433 | 91.233 | 78.0897
0.708 | 13.3455 | 13.2554 | 91.233 | 77.9776
0.711 | 13.402 | 13.3679 | 91.233 | 77.8651
0.714 | 13.4586 | 13.481 | 91.233 | 77.752
0.717 | 13.5151 | 13.5945 | 91.233 | 77.6385
0.72 | 13.5717 | 13.7085 | 91.233 | 77.5245
0.723 | 13.6282 | 13.823 | 91.233 | 77.41
0.726 | 13.6848 | 13.9379 | 91.233 | 77.2951
0.729 | 13.7413 | 14.0534 | 91.233 | 77.1796
0.732 | 13.7979 | 14.1693 | 91.233 | 77.0637
0.735 | 13.8544 | 14.2857 | 91.233 | 76.9473
0.738 | 13.911 | 14.4025 | 91.233 | 76.8305
0.741 | 13.9675 | 14.5198 | 91.233 | 76.7132
0.744 | 14.0241 | 14.6377 | 91.233 | 76.5953
0.747 | 14.0806 | 14.7559 | 91.233 | 76.4771
0.75 | 14.1372 | 14.8747 | 91.233 | 76.3583
0.753 | 14.1937 | 14.9939 | 91.233 | 76.2391
0.756 | 14.2503 | 15.1136 | 91.233 | 76.1194
0.759 | 14.3068 | 15.2338 | 91.233 | 75.9992
0.762 | 14.3634 | 15.3545 | 91.233 | 75.8785
0.765 | 14.4199 | 15.4756 | 91.233 | 75.7574
0.768 | 14.4765 | 15.5972 | 91.233 | 75.6358
0.771 | 14.533 | 15.7193 | 91.233 | 75.5137
0.774 | 14.5896 | 15.8419 | 91.233 | 75.3911
0.777 | 14.6461 | 15.965 | 91.233 | 75.268
0.78 | 14.7027 | 16.0885 | 91.233 | 75.1445
0.783 | 14.7592 | 16.2125 | 91.233 | 75.0205
0.786 | 14.8158 | 16.3369 | 91.233 | 74.8961
0.789 | 14.8723 | 16.4619 | 91.233 | 74.7711
0.792 | 14.9288 | 16.5873 | 91.233 | 74.6457
0.795 | 14.9854 | 16.7132 | 91.233 | 74.5198
0.798 | 15.0419 | 16.8396 | 91.233 | 74.3934
0.801 | 15.0985 | 16.9664 | 91.233 | 74.2666
0.804 | 15.155 | 17.0938 | 91.233 | 74.1392
0.807 | 15.2116 | 17.2216 | 91.233 | 74.0114
0.81 | 15.2681 | 17.3498 | 91.233 | 73.8832
0.813 | 15.3247 | 17.4786 | 91.233 | 73.7544
0.816 | 15.3812 | 17.6078 | 91.233 | 73.6252
0.819 | 15.4378 | 17.7375 | 91.233 | 73.4955
0.822 | 15.4943 | 17.8677 | 91.233 | 73.3653
0.825 | 15.5509 | 17.9984 | 91.233 | 73.2346
0.828 | 15.6074 | 18.1295 | 91.233 | 73.1035
0.831 | 15.664 | 18.2611 | 91.233 | 72.9719
0.834 | 15.7205 | 18.3932 | 91.233 | 72.8398
0.837 | 15.7771 | 18.5258 | 91.233 | 72.7072
0.84 | 15.8336 | 18.6588 | 91.233 | 72.5742
0.843 | 15.8902 | 18.7923 | 91.233 | 72.4407
0.846 | 15.9467 | 18.9263 | 91.233 | 72.3067
0.849 | 16.0033 | 19.0608 | 91.233 | 72.1722
0.852 | 16.0598 | 19.1957 | 91.233 | 72.0373
0.855 | 16.1164 | 19.3312 | 91.233 | 71.9018
0.858 | 16.1729 | 19.467 | 91.233 | 71.766
0.861 | 16.2295 | 19.6034 | 91.233 | 71.6296
0.864 | 16.286 | 19.7403 | 91.233 | 71.4927
0.867 | 16.3426 | 19.8776 | 91.233 | 71.3554
0.87 | 16.3991 | 20.0154 | 91.233 | 71.2176
0.873 | 16.4557 | 20.1537 | 91.233 | 71.0793
0.876 | 16.5122 | 20.2924 | 91.233 | 70.9406
0.879 | 16.5688 | 20.4316 | 91.233 | 70.8014
0.882 | 16.6253 | 20.5713 | 91.233 | 70.6617
0.885 | 16.6819 | 20.7115 | 91.233 | 70.5215
0.888 | 16.7384 | 20.8522 | 91.233 | 70.3808
0.891 | 16.795 | 20.9933 | 91.233 | 70.2397
0.894 | 16.8515 | 21.1349 | 91.233 | 70.0981
0.897 | 16.9081 | 21.277 | 91.233 | 69.956
0.9 | 16.9646 | 21.4196 | 91.233 | 69.8134
0.903 | 17.0211 | 21.5626 | 91.233 | 69.6704
0.906 | 17.0777 | 21.7061 | 91.233 | 69.5269
0.909 | 17.1342 | 21.8501 | 91.233 | 69.3829
0.912 | 17.1908 | 21.9946 | 91.233 | 69.2384
0.915 | 17.2473 | 22.1395 | 91.233 | 69.0935
0.918 | 17.3039 | 22.2849 | 91.233 | 68.9481
0.921 | 17.3604 | 22.4308 | 91.233 | 68.8022
0.924 | 17.417 | 22.5772 | 91.233 | 68.6558
0.927 | 17.4735 | 22.724 | 91.233 | 68.509
0.93 | 17.5301 | 22.8713 | 91.233 | 68.3617
0.933 | 17.5866 | 23.0191 | 91.233 | 68.2139
0.936 | 17.6432 | 23.1674 | 91.233 | 68.0656
0.939 | 17.6997 | 23.3161 | 91.233 | 67.9169
0.942 | 17.7563 | 23.4654 | 91.233 | 67.7676
0.945 | 17.8128 | 23.6151 | 91.233 | 67.6179
0.948 | 17.8694 | 23.7652 | 91.233 | 67.4678
0.951 | 17.9259 | 23.9159 | 91.233 | 67.3171
0.954 | 17.9825 | 24.067 | 91.233 | 67.166
0.957 | 18.039 | 24.2186 | 91.233 | 67.0144
0.96 | 18.0956 | 24.3707 | 91.233 | 66.8623
0.963 | 18.1521 | 24.5233 | 91.233 | 66.7097
0.966 | 18.2087 | 24.6763 | 91.233 | 66.5567
0.969 | 18.2652 | 24.8298 | 91.233 | 66.4032
0.972 | 18.3218 | 24.9838 | 91.233 | 66.2492
0.975 | 18.3783 | 25.1382 | 91.233 | 66.0948
0.978 | 18.4349 | 25.2932 | 91.233 | 65.9398
0.981 | 18.4914 | 25.4486 | 91.233 | 65.7844
0.984 | 18.548 | 25.6045 | 91.233 | 65.6285
0.987 | 18.6045 | 25.7608 | 91.233 | 65.4722
0.99 | 18.6611 | 25.9177 | 91.233 | 65.3153
0.993 | 18.7176 | 26.075 | 91.233 | 65.158
0.996 | 18.7742 | 26.2328 | 91.233 | 65.0002
0.999 | 18.8307 | 26.391 | 91.233 | 64.842
1.002 | 18.8873 | 26.5498 | 91.233 | 64.6832
1.005 | 18.9438 | 26.709 | 91.233 | 64.524
1.008 | 19.0004 | 26.8687 | 91.233 | 64.3643
1.011 | 19.0569 | 27.0289 | 91.233 | 64.2041
1.014 | 19.1134 | 27.1895 | 91.233 | 64.0435
1.017 | 19.17 | 27.3506 | 91.233 | 63.8824
1.02 | 19.2265 | 27.5122 | 91.233 | 63.7208
1.023 | 19.2831 | 27.6743 | 91.233 | 63.5587
1.026 | 19.3396 | 27.8369 | 91.233 | 63.3961
1.029 | 19.3962 | 27.9999 | 91.233 | 63.2331
1.032 | 19.4527 | 28.1634 | 91.233 | 63.0696
1.035 | 19.5093 | 28.3274 | 91.233 | 62.9056
1.038 | 19.5658 | 28.4918 | 91.233 | 62.7412
1.041 | 19.6224 | 28.6568 | 91.233 | 62.5762
1.044 | 19.6789 | 28.8222 | 91.233 | 62.4108
1.047 | 19.7355 | 28.988 | 91.233 | 62.245
1.05 | 19.792 | 29.1544 | 91.233 | 62.0786
1.053 | 19.8486 | 29.3212 | 91.233 | 61.9118
1.056 | 19.9051 | 29.4885 | 91.233 | 61.7445
1.059 | 19.9617 | 29.6563 | 91.233 | 61.5767
1.062 | 20.0182 | 29.8246 | 91.233 | 61.4084
1.065 | 20.0748 | 29.9933 | 91.233 | 61.2397
1.068 | 20.1313 | 30.1625 | 91.233 | 61.0705
1.071 | 20.1879 | 30.3322 | 91.233 | 60.9008
1.074 | 20.2444 | 30.5024 | 91.233 | 60.7306
1.077 | 20.301 | 30.673 | 91.233 | 60.56
1.08 | 20.3575 | 30.8442 | 91.233 | 60.3888
1.083 | 20.4141 | 31.0158 | 91.233 | 60.2172
1.086 | 20.4706 | 31.1878 | 91.233 | 60.0452
1.089 | 20.5272 | 31.3604 | 91.233 | 59.8726
1.092 | 20.5837 | 31.5334 | 91.233 | 59.6996
1.095 | 20.6403 | 31.7069 | 91.233 | 59.5261
1.098 | 20.6968 | 31.8809 | 91.233 | 59.3521
1.101 | 20.7534 | 32.0553 | 91.233 | 59.1777
1.104 | 20.8099 | 32.2303 | 91.233 | 59.0027
1.107 | 20.8665 | 32.4057 | 91.233 | 58.8273
1.11 | 20.923 | 32.5815 | 91.233 | 58.6515
1.113 | 20.9796 | 32.7579 | 91.233 | 58.4751
1.116 | 21.0361 | 32.9347 | 91.233 | 58.2983
1.119 | 21.0927 | 33.112 | 91.233 | 58.121
1.122 | 21.1492 | 33.2898 | 91.233 | 57.9432
1.125 | 21.2058 | 33.4681 | 91.233 | 57.7649
1.128 | 21.2623 | 33.6468 | 91.233 | 57.5862
1.131 | 21.3188 | 33.826 | 91.233 | 57.407
1.134 | 21.3754 | 34.0057 | 91.233 | 57.2273
1.137 | 21.4319 | 34.1859 | 91.233 | 57.0471
1.14 | 21.4885 | 34.3665 | 91.233 | 56.8665
1.143 | 21.545 | 34.5476 | 91.233 | 56.6854
1.146 | 21.6016 | 34.7292 | 91.233 | 56.5038
1.149 | 21.6581 | 34.9113 | 91.233 | 56.3217
1.152 | 21.7147 | 35.0938 | 91.233 | 56.1392
1.155 | 21.7712 | 35.2768 | 91.233 | 55.9562
1.158 | 21.8278 | 35.4603 | 91.233 | 55.7727
1.161 | 21.8843 | 35.6443 | 91.233 | 55.5887
1.164 | 21.9409 | 35.8287 | 91.233 | 55.4043
1.167 | 21.9974 | 36.0137 | 91.233 | 55.2193
1.17 | 22.054 | 36.1991 | 91.233 | 55.0339
1.173 | 22.1105 | 36.3849 | 91.233 | 54.8481
1.176 | 22.1671 | 36.5713 | 91.233 | 54.6617
1.179 | 22.2236 | 36.7581 | 91.233 | 54.4749
1.182 | 22.2802 | 36.9454 | 91.233 | 54.2876
1.185 | 22.3367 | 37.1332 | 91.233 | 54.0998
1.188 | 22.3933 | 37.3214 | 91.233 | 53.9116
1.191 | 22.4498 | 37.5102 | 91.233 | 53.7228
1.194 | 22.5064 | 37.6994 | 91.233 | 53.5336
1.197 | 22.5629 | 37.8891 | 91.233 | 53.3439
1.2 | 22.6195 | 38.0792 | 91.233 | 53.1538
1.203 | 22.676 | 38.2699 | 91.233 | 52.9631
1.206 | 22.7326 | 38.461 | 91.233 | 52.772
1.209 | 22.7891 | 38.6525 | 91.233 | 52.5805
1.212 | 22.8457 | 38.8446 | 91.233 | 52.3884
1.215 | 22.9022 | 39.0371 | 91.233 | 52.1959
1.218 | 22.9588 | 39.2302 | 91.233 | 52.0028
1.221 | 23.0153 | 39.4237 | 91.233 | 51.8093
1.224 | 23.0719 | 39.6176 | 91.233 | 51.6154
1.227 | 23.1284 | 39.8121 | 91.233 | 51.4209
1.23 | 23.185 | 40.007 | 91.233 | 51.226
1.233 | 23.2415 | 40.2024 | 91.233 | 51.0306
1.236 | 23.2981 | 40.3982 | 91.233 | 50.8348
1.239 | 23.3546 | 40.5946 | 91.233 | 50.6384
1.242 | 23.4111 | 40.7914 | 91.233 | 50.4416
1.245 | 23.4677 | 40.9887 | 91.233 | 50.2443
1.248 | 23.5242 | 41.1865 | 91.233 | 50.0465
1.251 | 23.5808 | 41.3847 | 91.233 | 49.8483
1.254 | 23.6373 | 41.5835 | 91.233 | 49.6495
1.257 | 23.6939 | 41.7827 | 91.233 | 49.4503
1.26 | 23.7504 | 41.9823 | 91.233 | 49.2507
1.263 | 23.807 | 42.1825 | 91.233 | 49.0505
1.266 | 23.8635 | 42.3831 | 91.233 | 48.8499
1.269 | 23.9201 | 42.5842 | 91.233 | 48.6488
1.272 | 23.9766 | 42.7858 | 91.233 | 48.4472
1.275 | 24.0332 | 42.9879 | 91.233 | 48.2451
1.278 | 24.0897 | 43.1904 | 91.233 | 48.0426
1.281 | 24.1463 | 43.3934 | 91.233 | 47.8396
1.284 | 24.2028 | 43.5969 | 91.233 | 47.6361
1.287 | 24.2594 | 43.8009 | 91.233 | 47.4321
1.29 | 24.3159 | 44.0053 | 91.233 | 47.2277
1.293 | 24.3725 | 44.2102 | 91.233 | 47.0228
1.296 | 24.429 | 44.4156 | 91.233 | 46.8174
1.299 | 24.4856 | 44.6215 | 91.233 | 46.6115
1.302 | 24.5421 | 44.8278 | 91.233 | 46.4052
1.305 | 24.5987 | 45.0346 | 91.233 | 46.1984
1.308 | 24.6552 | 45.2419 | 91.233 | 45.9911
1.311 | 24.7118 | 45.4497 | 91.233 | 45.7833
1.314 | 24.7683 | 45.6579 | 91.233 | 45.5751
1.317 | 24.8249 | 45.8667 | 91.233 | 45.3663
1.32 | 24.8814 | 46.0759 | 91.233 | 45.1571
1.323 | 24.938 | 46.2855 | 91.233 | 44.9475
1.326 | 24.9945 | 46.4957 | 91.233 | 44.7373
1.329 | 25.0511 | 46.7063 | 91.233 | 44.5267
1.332 | 25.1076 | 46.9174 | 91.233 | 44.3156
1.335 | 25.1642 | 47.129 | 91.233 | 44.104
1.338 | 25.2207 | 47.341 | 91.233 | 43.892
1.341 | 25.2773 | 47.5536 | 91.233 | 43.6794
1.344 | 25.3338 | 47.7666 | 91.233 | 43.4664
1.347 | 25.3904 | 47.9801 | 91.233 | 43.2529
1.35 | 25.4469 | 48.194 | 91.233 | 43.039
1.353 | 25.5034 | 48.4084 | 91.233 | 42.8246
1.356 | 25.56 | 48.6234 | 91.233 | 42.6096
1.359 | 25.6165 | 48.8387 | 91.233 | 42.3943
1.362 | 25.6731 | 49.0546 | 91.233 | 42.1784
1.365 | 25.7296 | 49.2709 | 91.233 | 41.9621
1.368 | 25.7862 | 49.4878 | 91.233 | 41.7452
1.371 | 25.8427 | 49.705 | 91.233 | 41.528
1.374 | 25.8993 | 49.9228 | 91.233 | 41.3102
1.377 | 25.9558 | 50.141 | 91.233 | 41.092
1.38 | 26.0124 | 50.3598 | 91.233 | 40.8732
1.383 | 26.0689 | 50.579 | 91.233 | 40.654
1.386 | 26.1255 | 50.7986 | 91.233 | 40.4344
1.389 | 26.182 | 51.0188 | 91.233 | 40.2142
1.392 | 26.2386 | 51.2394 | 91.233 | 39.9936
1.395 | 26.2951 | 51.4605 | 91.233 | 39.7725
1.398 | 26.3517 | 51.6821 | 91.233 | 39.5509
1.401 | 26.4082 | 51.9041 | 91.233 | 39.3289
1.404 | 26.4648 | 52.1266 | 91.233 | 39.1064
1.407 | 26.5213 | 52.3496 | 91.233 | 38.8834
1.41 | 26.5779 | 52.5731 | 91.233 | 38.6599
1.413 | 26.6344 | 52.7971 | 91.233 | 38.4359
1.416 | 26.691 | 53.0215 | 91.233 | 38.2115
1.419 | 26.7475 | 53.2464 | 91.233 | 37.9866
1.422 | 26.8041 | 53.4718 | 91.233 | 37.7612
1.425 | 26.8606 | 53.6976 | 91.233 | 37.5354
1.428 | 26.9172 | 53.924 | 91.233 | 37.309
1.431 | 26.9737 | 54.1508 | 91.233 | 37.0822
1.434 | 27.0303 | 54.3781 | 91.233 | 36.8549
1.437 | 27.0868 | 54.6058 | 91.233 | 36.6272
1.44 | 27.1434 | 54.8341 | 91.233 | 36.3989
1.443 | 27.1999 | 55.0628 | 91.233 | 36.1702
1.446 | 27.2565 | 55.292 | 91.233 | 35.941
1.449 | 27.313 | 55.5216 | 91.233 | 35.7114
1.452 | 27.3696 | 55.7518 | 91.233 | 35.4812
1.455 | 27.4261 | 55.9824 | 91.233 | 35.2506
1.458 | 27.4827 | 56.2135 | 91.233 | 35.0195
1.461 | 27.5392 | 56.4451 | 91.233 | 34.7879
1.464 | 27.5957 | 56.6771 | 91.233 | 34.5559
1.467 | 27.6523 | 56.9096 | 91.233 | 34.3234
1.47 | 27.7088 | 57.1426 | 91.233 | 34.0904
1.473 | 27.7654 | 57.3761 | 91.233 | 33.8569
1.476 | 27.8219 | 57.6101 | 91.233 | 33.6229
1.479 | 27.8785 | 57.8445 | 91.233 | 33.3885
1.482 | 27.935 | 58.0794 | 91.233 | 33.1536
1.485 | 27.9916 | 58.3148 | 91.233 | 32.9182
1.488 | 28.0481 | 58.5506 | 91.233 | 32.6824
1.491 | 28.1047 | 58.7869 | 91.233 | 32.4461
1.494 | 28.1612 | 59.0237 | 91.233 | 32.2093
1.497 | 28.2178 | 59.261 | 91.233 | 31.972
1.5 | 28.2743 | 59.4988 | 91.233 | 31.7342
1.503 | 28.3309 | 59.737 | 91.233 | 31.496
1.506 | 28.3874 | 59.9757 | 91.233 | 31.2573
1.509 | 28.444 | 60.2149 | 91.233 | 31.0181
1.512 | 28.5005 | 60.4546 | 91.233 | 30.7784
1.515 | 28.5571 | 60.6947 | 91.233 | 30.5383
1.518 | 28.6136 | 60.9353 | 91.233 | 30.2977
1.521 | 28.6702 | 61.1764 | 91.233 | 30.0566
1.524 | 28.7267 | 61.418 | 91.233 | 29.815
1.527 | 28.7833 | 61.66 | 91.233 | 29.573
1.53 | 28.8398 | 61.9025 | 91.233 | 29.3305
1.533 | 28.8964 | 62.1455 | 91.233 | 29.0875
1.536 | 28.9529 | 62.389 | 91.233 | 28.844
1.539 | 29.0095 | 62.6329 | 91.233 | 28.6001
1.542 | 29.066 | 62.8774 | 91.233 | 28.3556
1.545 | 29.1226 | 63.1223 | 91.233 | 28.1107
1.548 | 29.1791 | 63.3676 | 91.233 | 27.8654
1.551 | 29.2357 | 63.6135 | 91.233 | 27.6195
1.554 | 29.2922 | 63.8598 | 91.233 | 27.3732
1.557 | 29.3488 | 64.1066 | 91.233 | 27.1264
1.56 | 29.4053 | 64.3539 | 91.233 | 26.8791
1.563 | 29.4619 | 64.6016 | 91.233 | 26.6314
1.566 | 29.5184 | 64.8499 | 91.233 | 26.3831
1.569 | 29.575 | 65.0986 | 91.233 | 26.1344
1.572 | 29.6315 | 65.3477 | 91.233 | 25.8853
1.575 | 29.6881 | 65.5974 | 91.233 | 25.6356
1.578 | 29.7446 | 65.8475 | 91.233 | 25.3855
1.581 | 29.8011 | 66.0981 | 91.233 | 25.1349
1.584 | 29.8577 | 66.3492 | 91.233 | 24.8838
1.587 | 29.9142 | 66.6008 | 91.233 | 24.6322
1.59 | 29.9708 | 66.8528 | 91.233 | 24.3802
1.593 | 30.0273 | 67.1053 | 91.233 | 24.1277
1.596 | 30.0839 | 67.3583 | 91.233 | 23.8747
1.599 | 30.1404 | 67.6118 | 91.233 | 23.6212
1.602 | 30.197 | 67.8657 | 91.233 | 23.3673
1.605 | 30.2535 | 68.1202 | 91.233 | 23.1128
1.608 | 30.3101 | 68.375 | 91.233 | 22.858
1.611 | 30.3666 | 68.6304 | 91.233 | 22.6026
1.614 | 30.4232 | 68.8863 | 91.233 | 22.3467
1.617 | 30.4797 | 69.1426 | 91.233 | 22.0904
1.62 | 30.5363 | 69.3994 | 91.233 | 21.8336
1.623 | 30.5928 | 69.6566 | 91.233 | 21.5764
1.626 | 30.6494 | 69.9144 | 91.233 | 21.3186
1.629 | 30.7059 | 70.1726 | 91.233 | 21.0604
1.632 | 30.7625 | 70.4313 | 91.233 | 20.8017
1.635 | 30.819 | 70.6905 | 91.233 | 20.5425
1.638 | 30.8756 | 70.9502 | 91.233 | 20.2828
1.641 | 30.9321 | 71.2103 | 91.233 | 20.0227
1.644 | 30.9887 | 71.4709 | 91.233 | 19.7621
1.647 | 31.0452 | 71.732 | 91.233 | 19.501
1.65 | 31.1018 | 71.9935 | 91.233 | 19.2395
1.653 | 31.1583 | 72.2556 | 91.233 | 18.9774
1.656 | 31.2149 | 72.5181 | 91.233 | 18.7149
1.659 | 31.2714 | 72.781 | 91.233 | 18.452
1.662 | 31.328 | 73.0445 | 91.233 | 18.1885
1.665 | 31.3845 | 73.3084 | 91.233 | 17.9246
1.668 | 31.4411 | 73.5729 | 91.233 | 17.6601
1.671 | 31.4976 | 73.8377 | 91.233 | 17.3953
1.674 | 31.5542 | 74.1031 | 91.233 | 17.1299
1.677 | 31.6107 | 74.369 | 91.233 | 16.864
1.68 | 31.6673 | 74.6353 | 91.233 | 16.5977
1.683 | 31.7238 | 74.9021 | 91.233 | 16.3309
1.686 | 31.7804 | 75.1693 | 91.233 | 16.0637
1.689 | 31.8369 | 75.4371 | 91.233 | 15.7959
1.692 | 31.8934 | 75.7053 | 91.233 | 15.5277
1.695 | 31.95 | 75.974 | 91.233 | 15.259
1.698 | 32.0065 | 76.2432 | 91.233 | 14.9898
1.701 | 32.0631 | 76.5128 | 91.233 | 14.7202
1.704 | 32.1196 | 76.7829 | 91.233 | 14.4501
1.707 | 32.1762 | 77.0535 | 91.233 | 14.1795
1.71 | 32.2327 | 77.3246 | 91.233 | 13.9084
1.713 | 32.2893 | 77.5962 | 91.233 | 13.6368
1.716 | 32.3458 | 77.8682 | 91.233 | 13.3648
1.719 | 32.4024 | 78.1407 | 91.233 | 13.0923
1.722 | 32.4589 | 78.4137 | 91.233 | 12.8193
1.725 | 32.5155 | 78.6871 | 91.233 | 12.5459
1.728 | 32.572 | 78.9611 | 91.233 | 12.2719
1.731 | 32.6286 | 79.2355 | 91.233 | 11.9975
1.734 | 32.6851 | 79.5104 | 91.233 | 11.7226
1.737 | 32.7417 | 79.7857 | 91.233 | 11.4473
1.74 | 32.7982 | 80.0616 | 91.233 | 11.1714
1.743 | 32.8548 | 80.3379 | 91.233 | 10.8951
1.746 | 32.9113 | 80.6147 | 91.233 | 10.6183
1.749 | 32.9679 | 80.8919 | 91.233 | 10.3411
1.752 | 33.0244 | 81.1697 | 91.233 | 10.0633
1.755 | 33.081 | 81.4479 | 91.233 | 9.7851
1.758 | 33.1375 | 81.7266 | 91.233 | 9.5064
1.761 | 33.1941 | 82.0057 | 91.233 | 9.2273
1.764 | 33.2506 | 82.2854 | 91.233 | 8.9476
1.767 | 33.3072 | 82.5655 | 91.233 | 8.6675
1.77 | 33.3637 | 82.8461 | 91.233 | 8.3869
1.773 | 33.4203 | 83.1272 | 91.233 | 8.1058
1.776 | 33.4768 | 83.4087 | 91.233 | 7.8243
1.779 | 33.5334 | 83.6907 | 91.233 | 7.5423
1.782 | 33.5899 | 83.9732 | 91.233 | 7.2598
1.785 | 33.6465 | 84.2562 | 91.233 | 6.9768
1.788 | 33.703 | 84.5397 | 91.233 | 6.6933
1.791 | 33.7596 | 84.8236 | 91.233 | 6.4094
1.794 | 33.8161 | 85.108 | 91.233 | 6.125
1.797 | 33.8727 | 85.3929 | 91.233 | 5.8401
1.8 | 33.9292 | 85.6782 | 91.233 | 5.5548
1.803 | 33.9857 | 85.9641 | 91.233 | 5.2689
1.806 | 34.0423 | 86.2504 | 91.233 | 4.9826
1.809 | 34.0988 | 86.5372 | 91.233 | 4.6958
1.812 | 34.1554 | 86.8244 | 91.233 | 4.4086
1.815 | 34.2119 | 87.1122 | 91.233 | 4.1208
1.818 | 34.2685 | 87.4004 | 91.233 | 3.8326
1.821 | 34.325 | 87.6891 | 91.233 | 3.5439
1.824 | 34.3816 | 87.9782 | 91.233 | 3.2548
1.827 | 34.4381 | 88.2679 | 91.233 | 2.9651
1.83 | 34.4947 | 88.558 | 91.233 | 2.675
1.833 | 34.5512 | 88.8486 | 91.233 | 2.3844
1.836 | 34.6078 | 89.1396 | 91.233 | 2.0934
1.839 | 34.6643 | 89.4312 | 91.233 | 1.8018
1.842 | 34.7209 | 89.7232 | 91.233 | 1.5098
1.845 | 34.7774 | 90.0157 | 91.233 | 1.2173
1.848 | 34.834 | 90.3087 | 91.233 | 0.92432
1.851 | 34.8905 | 90.6021 | 91.233 | 0.63088
1.854 | 34.9471 | 90.896 | 91.233 | 0.33695
1.857 | 35.0036 | 91.1904 | 91.233 | 0.042553
1.86 | 35.0602 | 91.4853 | 91.233 | 0.25232
1.863 | 35.1167 | 91.7807 | 91.233 | 0.54767
1.866 | 35.1733 | 92.0765 | 91.233 | 0.8435
1.869 | 35.2298 | 92.3728 | 91.233 | 1.1398
1.872 | 35.2864 | 92.6696 | 91.233 | 1.4366
1.875 | 35.3429 | 92.9668 | 91.233 | 1.7338
1.878 | 35.3995 | 93.2646 | 91.233 | 2.0316
1.881 | 35.456 | 93.5628 | 91.233 | 2.3298
1.884 | 35.5126 | 93.8615 | 91.233 | 2.6285
1.887 | 35.5691 | 94.1606 | 91.233 | 2.9276
1.89 | 35.6257 | 94.4603 | 91.233 | 3.2273
1.893 | 35.6822 | 94.7604 | 91.233 | 3.5274
1.896 | 35.7388 | 95.061 | 91.233 | 3.828
1.899 | 35.7953 | 95.362 | 91.233 | 4.129
1.902 | 35.8519 | 95.6636 | 91.233 | 4.4306
1.905 | 35.9084 | 95.9656 | 91.233 | 4.7326
1.908 | 35.965 | 96.2681 | 91.233 | 5.0351
1.911 | 36.0215 | 96.571 | 91.233 | 5.338
1.914 | 36.0781 | 96.8745 | 91.233 | 5.6415
1.917 | 36.1346 | 97.1784 | 91.233 | 5.9454
1.92 | 36.1911 | 97.4828 | 91.233 | 6.2498
1.923 | 36.2477 | 97.7877 | 91.233 | 6.5547
1.926 | 36.3042 | 98.093 | 91.233 | 6.86
1.929 | 36.3608 | 98.3988 | 91.233 | 7.1658
1.932 | 36.4173 | 98.7051 | 91.233 | 7.4721
1.935 | 36.4739 | 99.0119 | 91.233 | 7.7789
1.938 | 36.5304 | 99.3192 | 91.233 | 8.0862
1.941 | 36.587 | 99.6269 | 91.233 | 8.3939
1.944 | 36.6435 | 99.9351 | 91.233 | 8.7021
1.947 | 36.7001 | 100.2438 | 91.233 | 9.0108
1.95 | 36.7566 | 100.5529 | 91.233 | 9.3199
1.953 | 36.8132 | 100.8626 | 91.233 | 9.6296
1.956 | 36.8697 | 101.1727 | 91.233 | 9.9397
1.959 | 36.9263 | 101.4833 | 91.233 | 10.2503
1.962 | 36.9828 | 101.7943 | 91.233 | 10.5613
1.965 | 37.0394 | 102.1059 | 91.233 | 10.8729
1.968 | 37.0959 | 102.4179 | 91.233 | 11.1849
1.971 | 37.1525 | 102.7304 | 91.233 | 11.4974
1.974 | 37.209 | 103.0433 | 91.233 | 11.8103
1.977 | 37.2656 | 103.3568 | 91.233 | 12.1238
1.98 | 37.3221 | 103.6707 | 91.233 | 12.4377
1.983 | 37.3787 | 103.9851 | 91.233 | 12.7521
1.986 | 37.4352 | 104.2999 | 91.233 | 13.0669
1.989 | 37.4918 | 104.6153 | 91.233 | 13.3823
1.992 | 37.5483 | 104.9311 | 91.233 | 13.6981
1.995 | 37.6049 | 105.2474 | 91.233 | 14.0144
1.998 | 37.6614 | 105.5642 | 91.233 | 14.3312
2.001 | 37.718 | 105.8814 | 91.233 | 14.6484
2.004 | 37.7745 | 106.1991 | 91.233 | 14.9661
2.007 | 37.8311 | 106.5173 | 91.233 | 15.2843
2.01 | 37.8876 | 106.836 | 91.233 | 15.603
2.013 | 37.9442 | 107.1552 | 91.233 | 15.9222
2.016 | 38.0007 | 107.4748 | 91.233 | 16.2418
2.019 | 38.0573 | 107.7949 | 91.233 | 16.5619
2.022 | 38.1138 | 108.1155 | 91.233 | 16.8825
2.025 | 38.1704 | 108.4365 | 91.233 | 17.2035
2.028 | 38.2269 | 108.7581 | 91.233 | 17.5251
2.031 | 38.2834 | 109.0801 | 91.233 | 17.8471
2.034 | 38.34 | 109.4025 | 91.233 | 18.1695
2.037 | 38.3965 | 109.7255 | 91.233 | 18.4925
2.04 | 38.4531 | 110.0489 | 91.233 | 18.8159
2.043 | 38.5096 | 110.3729 | 91.233 | 19.1399
2.046 | 38.5662 | 110.6972 | 91.233 | 19.4642
2.049 | 38.6227 | 111.0221 | 91.233 | 19.7891
2.052 | 38.6793 | 111.3474 | 91.233 | 20.1144
2.055 | 38.7358 | 111.6733 | 91.233 | 20.4403
2.058 | 38.7924 | 111.9996 | 91.233 | 20.7666
2.061 | 38.8489 | 112.3263 | 91.233 | 21.0933
2.064 | 38.9055 | 112.6536 | 91.233 | 21.4206
2.067 | 38.962 | 112.9813 | 91.233 | 21.7483
2.07 | 39.0186 | 113.3095 | 91.233 | 22.0765
2.073 | 39.0751 | 113.6381 | 91.233 | 22.4051
2.076 | 39.1317 | 113.9673 | 91.233 | 22.7343
2.079 | 39.1882 | 114.2969 | 91.233 | 23.0639
2.082 | 39.2448 | 114.627 | 91.233 | 23.394
2.085 | 39.3013 | 114.9576 | 91.233 | 23.7246
2.088 | 39.3579 | 115.2886 | 91.233 | 24.0556
2.091 | 39.4144 | 115.6202 | 91.233 | 24.3872
2.094 | 39.471 | 115.9522 | 91.233 | 24.7192
2.097 | 39.5275 | 116.2847 | 91.233 | 25.0517
2.1 | 39.5841 | 116.6176 | 91.233 | 25.3846
2.103 | 39.6406 | 116.951 | 91.233 | 25.718
2.106 | 39.6972 | 117.2849 | 91.233 | 26.0519
2.109 | 39.7537 | 117.6193 | 91.233 | 26.3863
2.112 | 39.8103 | 117.9542 | 91.233 | 26.7212
2.115 | 39.8668 | 118.2895 | 91.233 | 27.0565
2.118 | 39.9234 | 118.6253 | 91.233 | 27.3923
2.121 | 39.9799 | 118.9616 | 91.233 | 27.7286
2.124 | 40.0365 | 119.2984 | 91.233 | 28.0654
2.127 | 40.093 | 119.6356 | 91.233 | 28.4026
2.13 | 40.1496 | 119.9733 | 91.233 | 28.7403
2.133 | 40.2061 | 120.3115 | 91.233 | 29.0785
2.136 | 40.2627 | 120.6502 | 91.233 | 29.4172
2.139 | 40.3192 | 120.9893 | 91.233 | 29.7563
2.142 | 40.3757 | 121.329 | 91.233 | 30.096
2.145 | 40.4323 | 121.6691 | 91.233 | 30.4361
2.148 | 40.4888 | 122.0096 | 91.233 | 30.7766
2.151 | 40.5454 | 122.3507 | 91.233 | 31.1177
2.154 | 40.6019 | 122.6922 | 91.233 | 31.4592
2.157 | 40.6585 | 123.0342 | 91.233 | 31.8012
2.16 | 40.715 | 123.3767 | 91.233 | 32.1437
2.163 | 40.7716 | 123.7196 | 91.233 | 32.4866
2.166 | 40.8281 | 124.063 | 91.233 | 32.83
2.169 | 40.8847 | 124.4069 | 91.233 | 33.1739
2.172 | 40.9412 | 124.7513 | 91.233 | 33.5183
2.175 | 40.9978 | 125.0962 | 91.233 | 33.8632
2.178 | 41.0543 | 125.4415 | 91.233 | 34.2085
2.181 | 41.1109 | 125.7873 | 91.233 | 34.5543
2.184 | 41.1674 | 126.1336 | 91.233 | 34.9006
2.187 | 41.224 | 126.4804 | 91.233 | 35.2474
2.19 | 41.2805 | 126.8276 | 91.233 | 35.5946
2.193 | 41.3371 | 127.1753 | 91.233 | 35.9423
2.196 | 41.3936 | 127.5235 | 91.233 | 36.2905
2.199 | 41.4502 | 127.8722 | 91.233 | 36.6392
2.202 | 41.5067 | 128.2213 | 91.233 | 36.9883
2.205 | 41.5633 | 128.5709 | 91.233 | 37.3379
2.208 | 41.6198 | 128.921 | 91.233 | 37.688
2.211 | 41.6764 | 129.2716 | 91.233 | 38.0386
2.214 | 41.7329 | 129.6226 | 91.233 | 38.3896
2.217 | 41.7895 | 129.9741 | 91.233 | 38.7411
2.22 | 41.846 | 130.3261 | 91.233 | 39.0931
2.223 | 41.9026 | 130.6786 | 91.233 | 39.4456
2.226 | 41.9591 | 131.0315 | 91.233 | 39.7985
2.229 | 42.0157 | 131.385 | 91.233 | 40.152
2.232 | 42.0722 | 131.7389 | 91.233 | 40.5059
2.235 | 42.1288 | 132.0932 | 91.233 | 40.8602
2.238 | 42.1853 | 132.4481 | 91.233 | 41.2151
2.241 | 42.2419 | 132.8034 | 91.233 | 41.5704
2.244 | 42.2984 | 133.1592 | 91.233 | 41.9262
2.247 | 42.355 | 133.5155 | 91.233 | 42.2825
2.25 | 42.4115 | 133.8723 | 91.233 | 42.6393
2.253 | 42.468 | 134.2295 | 91.233 | 42.9965
2.256 | 42.5246 | 134.5872 | 91.233 | 43.3542
2.259 | 42.5811 | 134.9454 | 91.233 | 43.7124
2.262 | 42.6377 | 135.304 | 91.233 | 44.071
2.265 | 42.6942 | 135.6632 | 91.233 | 44.4302
2.268 | 42.7508 | 136.0228 | 91.233 | 44.7898
2.271 | 42.8073 | 136.3829 | 91.233 | 45.1499
2.274 | 42.8639 | 136.7434 | 91.233 | 45.5104
2.277 | 42.9204 | 137.1045 | 91.233 | 45.8715
2.28 | 42.977 | 137.466 | 91.233 | 46.233
2.283 | 43.0335 | 137.828 | 91.233 | 46.595
2.286 | 43.0901 | 138.1904 | 91.233 | 46.9574
2.289 | 43.1466 | 138.5534 | 91.233 | 47.3204
2.292 | 43.2032 | 138.9168 | 91.233 | 47.6838
2.295 | 43.2597 | 139.2807 | 91.233 | 48.0477
2.298 | 43.3163 | 139.6451 | 91.233 | 48.4121
2.301 | 43.3728 | 140.0099 | 91.233 | 48.7769
2.304 | 43.4294 | 140.3752 | 91.233 | 49.1422
2.307 | 43.4859 | 140.741 | 91.233 | 49.508
2.31 | 43.5425 | 141.1073 | 91.233 | 49.8743
2.313 | 43.599 | 141.4741 | 91.233 | 50.2411
2.316 | 43.6556 | 141.8413 | 91.233 | 50.6083
2.319 | 43.7121 | 142.209 | 91.233 | 50.976
2.322 | 43.7687 | 142.5772 | 91.233 | 51.3442
2.325 | 43.8252 | 142.9458 | 91.233 | 51.7128
2.328 | 43.8818 | 143.3149 | 91.233 | 52.0819
2.331 | 43.9383 | 143.6846 | 91.233 | 52.4516
2.334 | 43.9949 | 144.0546 | 91.233 | 52.8216
2.337 | 44.0514 | 144.4252 | 91.233 | 53.1922
2.34 | 44.108 | 144.7962 | 91.233 | 53.5632
2.343 | 44.1645 | 145.1677 | 91.233 | 53.9347
2.346 | 44.2211 | 145.5397 | 91.233 | 54.3067
2.349 | 44.2776 | 145.9122 | 91.233 | 54.6792
2.352 | 44.3342 | 146.2851 | 91.233 | 55.0521
2.355 | 44.3907 | 146.6585 | 91.233 | 55.4255
2.358 | 44.4473 | 147.0324 | 91.233 | 55.7994
2.361 | 44.5038 | 147.4068 | 91.233 | 56.1738
2.364 | 44.5604 | 147.7816 | 91.233 | 56.5486
2.367 | 44.6169 | 148.157 | 91.233 | 56.924
2.37 | 44.6734 | 148.5328 | 91.233 | 57.2998
2.373 | 44.73 | 148.909 | 91.233 | 57.676
2.376 | 44.7865 | 149.2858 | 91.233 | 58.0528
2.379 | 44.8431 | 149.663 | 91.233 | 58.43
2.382 | 44.8996 | 150.0407 | 91.233 | 58.8077
2.385 | 44.9562 | 150.4189 | 91.233 | 59.1859
2.388 | 45.0127 | 150.7975 | 91.233 | 59.5645
2.391 | 45.0693 | 151.1766 | 91.233 | 59.9436
2.394 | 45.1258 | 151.5562 | 91.233 | 60.3232
2.397 | 45.1824 | 151.9363 | 91.233 | 60.7033
2.4 | 45.2389 | 152.3169 | 91.233 | 61.0839
2.403 | 45.2955 | 152.6979 | 91.233 | 61.4649
2.406 | 45.352 | 153.0794 | 91.233 | 61.8464
2.409 | 45.4086 | 153.4614 | 91.233 | 62.2284
2.412 | 45.4651 | 153.8439 | 91.233 | 62.6109
2.415 | 45.5217 | 154.2268 | 91.233 | 62.9938
2.418 | 45.5782 | 154.6102 | 91.233 | 63.3772
2.421 | 45.6348 | 154.9941 | 91.233 | 63.7611
2.424 | 45.6913 | 155.3784 | 91.233 | 64.1454
2.427 | 45.7479 | 155.7633 | 91.233 | 64.5303
2.43 | 45.8044 | 156.1486 | 91.233 | 64.9156
2.433 | 45.861 | 156.5344 | 91.233 | 65.3014
2.436 | 45.9175 | 156.9207 | 91.233 | 65.6877
2.439 | 45.9741 | 157.3074 | 91.233 | 66.0744
2.442 | 46.0306 | 157.6946 | 91.233 | 66.4616
2.445 | 46.0872 | 158.0823 | 91.233 | 66.8493
2.448 | 46.1437 | 158.4705 | 91.233 | 67.2375
2.451 | 46.2003 | 158.8591 | 91.233 | 67.6261
2.454 | 46.2568 | 159.2482 | 91.233 | 68.0152
2.457 | 46.3134 | 159.6378 | 91.233 | 68.4048
2.46 | 46.3699 | 160.0279 | 91.233 | 68.7949
2.463 | 46.4265 | 160.4185 | 91.233 | 69.1855
2.466 | 46.483 | 160.8095 | 91.233 | 69.5765
2.469 | 46.5396 | 161.201 | 91.233 | 69.968
2.472 | 46.5961 | 161.593 | 91.233 | 70.36
2.475 | 46.6527 | 161.9854 | 91.233 | 70.7524
2.478 | 46.7092 | 162.3784 | 91.233 | 71.1454
2.481 | 46.7657 | 162.7718 | 91.233 | 71.5388
2.484 | 46.8223 | 163.1656 | 91.233 | 71.9326
2.487 | 46.8788 | 163.56 | 91.233 | 72.327
2.49 | 46.9354 | 163.9548 | 91.233 | 72.7218
2.493 | 46.9919 | 164.3501 | 91.233 | 73.1171
2.496 | 47.0485 | 164.7459 | 91.233 | 73.5129
2.499 | 47.105 | 165.1422 | 91.233 | 73.9092
2.502 | 47.1616 | 165.5389 | 91.233 | 74.3059
2.505 | 47.2181 | 165.9361 | 91.233 | 74.7031
2.508 | 47.2747 | 166.3338 | 91.233 | 75.1008
2.511 | 47.3312 | 166.732 | 91.233 | 75.499
2.514 | 47.3878 | 167.1306 | 91.233 | 75.8976
2.517 | 47.4443 | 167.5298 | 91.233 | 76.2968
2.52 | 47.5009 | 167.9294 | 91.233 | 76.6964
2.523 | 47.5574 | 168.3294 | 91.233 | 77.0964
2.526 | 47.614 | 168.73 | 91.233 | 77.497
2.529 | 47.6705 | 169.131 | 91.233 | 77.898
2.532 | 47.7271 | 169.5325 | 91.233 | 78.2995
2.535 | 47.7836 | 169.9345 | 91.233 | 78.7015
2.538 | 47.8402 | 170.3369 | 91.233 | 79.1039
2.541 | 47.8967 | 170.7398 | 91.233 | 79.5068
2.544 | 47.9533 | 171.1432 | 91.233 | 79.9102
2.547 | 48.0098 | 171.5471 | 91.233 | 80.3141
2.55 | 48.0664 | 171.9515 | 91.233 | 80.7185
2.553 | 48.1229 | 172.3563 | 91.233 | 81.1233
2.556 | 48.1795 | 172.7616 | 91.233 | 81.5286
2.559 | 48.236 | 173.1674 | 91.233 | 81.9344
2.562 | 48.2926 | 173.5736 | 91.233 | 82.3406
2.565 | 48.3491 | 173.9804 | 91.233 | 82.7474
2.568 | 48.4057 | 174.3876 | 91.233 | 83.1546
2.571 | 48.4622 | 174.7953 | 91.233 | 83.5623
2.574 | 48.5188 | 175.2034 | 91.233 | 83.9704
2.577 | 48.5753 | 175.6121 | 91.233 | 84.3791
2.58 | 48.6319 | 176.0212 | 91.233 | 84.7882
2.583 | 48.6884 | 176.4308 | 91.233 | 85.1978
2.586 | 48.745 | 176.8408 | 91.233 | 85.6078
2.589 | 48.8015 | 177.2514 | 91.233 | 86.0184
2.592 | 48.858 | 177.6624 | 91.233 | 86.4294
2.595 | 48.9146 | 178.0739 | 91.233 | 86.8409
2.598 | 48.9711 | 178.4859 | 91.233 | 87.2529
2.601 | 49.0277 | 178.8983 | 91.233 | 87.6653
2.604 | 49.0842 | 179.3112 | 91.233 | 88.0782
2.607 | 49.1408 | 179.7246 | 91.233 | 88.4916
2.61 | 49.1973 | 180.1385 | 91.233 | 88.9055
2.613 | 49.2539 | 180.5529 | 91.233 | 89.3199
2.616 | 49.3104 | 180.9677 | 91.233 | 89.7347
2.619 | 49.367 | 181.383 | 91.233 | 90.15
2.622 | 49.4235 | 181.7988 | 91.233 | 90.5658
2.625 | 49.4801 | 182.215 | 91.233 | 90.982
2.628 | 49.5366 | 182.6317 | 91.233 | 91.3987
2.631 | 49.5932 | 183.0489 | 91.233 | 91.8159
2.634 | 49.6497 | 183.4666 | 91.233 | 92.2336
2.637 | 49.7063 | 183.8848 | 91.233 | 92.6518
2.64 | 49.7628 | 184.3034 | 91.233 | 93.0704
2.643 | 49.8194 | 184.7225 | 91.233 | 93.4895
2.646 | 49.8759 | 185.1421 | 91.233 | 93.9091
2.649 | 49.9325 | 185.5622 | 91.233 | 94.3292
2.652 | 49.989 | 185.9827 | 91.233 | 94.7497
2.655 | 50.0456 | 186.4037 | 91.233 | 95.1707
2.658 | 50.1021 | 186.8252 | 91.233 | 95.5922
2.661 | 50.1587 | 187.2472 | 91.233 | 96.0142
2.664 | 50.2152 | 187.6696 | 91.233 | 96.4366
2.667 | 50.2718 | 188.0925 | 91.233 | 96.8595
2.67 | 50.3283 | 188.5159 | 91.233 | 97.2829
2.673 | 50.3849 | 188.9398 | 91.233 | 97.7068
2.676 | 50.4414 | 189.3641 | 91.233 | 98.1311
2.679 | 50.498 | 189.789 | 91.233 | 98.556
2.682 | 50.5545 | 190.2143 | 91.233 | 98.9813
2.685 | 50.6111 | 190.64 | 91.233 | 99.407
2.688 | 50.6676 | 191.0663 | 91.233 | 99.8333
2.691 | 50.7242 | 191.493 | 91.233 | 100.26
2.694 | 50.7807 | 191.9202 | 91.233 | 100.6872
2.697 | 50.8373 | 192.3479 | 91.233 | 101.1149
2.7 | 50.8938 | 192.776 | 91.233 | 101.543
2.703 | 50.9503 | 193.2047 | 91.233 | 101.9717
2.706 | 51.0069 | 193.6338 | 91.233 | 102.4008
2.709 | 51.0634 | 194.0634 | 91.233 | 102.8304
2.712 | 51.12 | 194.4934 | 91.233 | 103.2604
2.715 | 51.1765 | 194.924 | 91.233 | 103.691
2.718 | 51.2331 | 195.355 | 91.233 | 104.122
2.721 | 51.2896 | 195.7864 | 91.233 | 104.5534
2.724 | 51.3462 | 196.2184 | 91.233 | 104.9854
2.727 | 51.4027 | 196.6508 | 91.233 | 105.4178
2.73 | 51.4593 | 197.0838 | 91.233 | 105.8508
2.733 | 51.5158 | 197.5171 | 91.233 | 106.2841
2.736 | 51.5724 | 197.951 | 91.233 | 106.718
2.739 | 51.6289 | 198.3854 | 91.233 | 107.1524
2.742 | 51.6855 | 198.8202 | 91.233 | 107.5872
2.745 | 51.742 | 199.2555 | 91.233 | 108.0225
2.748 | 51.7986 | 199.6912 | 91.233 | 108.4582
2.751 | 51.8551 | 200.1275 | 91.233 | 108.8945
2.754 | 51.9117 | 200.5642 | 91.233 | 109.3312
2.757 | 51.9682 | 201.0014 | 91.233 | 109.7684
2.76 | 52.0248 | 201.4391 | 91.233 | 110.2061
2.763 | 52.0813 | 201.8772 | 91.233 | 110.6442
2.766 | 52.1379 | 202.3158 | 91.233 | 111.0828
2.769 | 52.1944 | 202.7549 | 91.233 | 111.5219
2.772 | 52.251 | 203.1945 | 91.233 | 111.9615
2.775 | 52.3075 | 203.6346 | 91.233 | 112.4016
2.778 | 52.3641 | 204.0751 | 91.233 | 112.8421
2.781 | 52.4206 | 204.5161 | 91.233 | 113.2831
2.784 | 52.4772 | 204.9576 | 91.233 | 113.7246
2.787 | 52.5337 | 205.3995 | 91.233 | 114.1665
2.79 | 52.5903 | 205.842 | 91.233 | 114.609
2.793 | 52.6468 | 206.2849 | 91.233 | 115.0519
2.796 | 52.7034 | 206.7283 | 91.233 | 115.4953
2.799 | 52.7599 | 207.1721 | 91.233 | 115.9391
2.802 | 52.8165 | 207.6165 | 91.233 | 116.3835
2.805 | 52.873 | 208.0613 | 91.233 | 116.8283
2.808 | 52.9296 | 208.5066 | 91.233 | 117.2736
2.811 | 52.9861 | 208.9523 | 91.233 | 117.7193
2.814 | 53.0427 | 209.3986 | 91.233 | 118.1656
2.817 | 53.0992 | 209.8453 | 91.233 | 118.6123
2.82 | 53.1557 | 210.2925 | 91.233 | 119.0595
2.823 | 53.2123 | 210.7402 | 91.233 | 119.5072
2.826 | 53.2688 | 211.1883 | 91.233 | 119.9553
2.829 | 53.3254 | 211.6369 | 91.233 | 120.4039
2.832 | 53.3819 | 212.086 | 91.233 | 120.853
2.835 | 53.4385 | 212.5356 | 91.233 | 121.3026
2.838 | 53.495 | 212.9856 | 91.233 | 121.7526
2.841 | 53.5516 | 213.4362 | 91.233 | 122.2032
2.844 | 53.6081 | 213.8872 | 91.233 | 122.6542
2.847 | 53.6647 | 214.3386 | 91.233 | 123.1056
2.85 | 53.7212 | 214.7906 | 91.233 | 123.5576
2.853 | 53.7778 | 215.243 | 91.233 | 124.01
2.856 | 53.8343 | 215.6959 | 91.233 | 124.4629
2.859 | 53.8909 | 216.1493 | 91.233 | 124.9163
2.862 | 53.9474 | 216.6032 | 91.233 | 125.3702
2.865 | 54.004 | 217.0575 | 91.233 | 125.8245
2.868 | 54.0605 | 217.5123 | 91.233 | 126.2793
2.871 | 54.1171 | 217.9676 | 91.233 | 126.7346
2.874 | 54.1736 | 218.4234 | 91.233 | 127.1904
2.877 | 54.2302 | 218.8796 | 91.233 | 127.6466
2.88 | 54.2867 | 219.3363 | 91.233 | 128.1033
2.883 | 54.3433 | 219.7935 | 91.233 | 128.5605
2.886 | 54.3998 | 220.2512 | 91.233 | 129.0182
2.889 | 54.4564 | 220.7093 | 91.233 | 129.4763
2.892 | 54.5129 | 221.1679 | 91.233 | 129.9349
2.895 | 54.5695 | 221.627 | 91.233 | 130.394
2.898 | 54.626 | 222.0866 | 91.233 | 130.8536
2.901 | 54.6826 | 222.5466 | 91.233 | 131.3136
2.904 | 54.7391 | 223.0071 | 91.233 | 131.7741
2.907 | 54.7957 | 223.4681 | 91.233 | 132.2351
2.91 | 54.8522 | 223.9296 | 91.233 | 132.6966
2.913 | 54.9088 | 224.3916 | 91.233 | 133.1586
2.916 | 54.9653 | 224.854 | 91.233 | 133.621
2.919 | 55.0219 | 225.3169 | 91.233 | 134.0839
2.922 | 55.0784 | 225.7803 | 91.233 | 134.5473
2.925 | 55.135 | 226.2441 | 91.233 | 135.0111
2.928 | 55.1915 | 226.7084 | 91.233 | 135.4754
2.931 | 55.248 | 227.1732 | 91.233 | 135.9402
2.934 | 55.3046 | 227.6385 | 91.233 | 136.4055
2.937 | 55.3611 | 228.1043 | 91.233 | 136.8713
2.94 | 55.4177 | 228.5705 | 91.233 | 137.3375
2.943 | 55.4742 | 229.0372 | 91.233 | 137.8042
2.946 | 55.5308 | 229.5044 | 91.233 | 138.2714
2.949 | 55.5873 | 229.9721 | 91.233 | 138.7391
2.952 | 55.6439 | 230.4402 | 91.233 | 139.2072
2.955 | 55.7004 | 230.9088 | 91.233 | 139.6758
2.958 | 55.757 | 231.3779 | 91.233 | 140.1449
2.961 | 55.8135 | 231.8475 | 91.233 | 140.6145
2.964 | 55.8701 | 232.3175 | 91.233 | 141.0845
2.967 | 55.9266 | 232.788 | 91.233 | 141.555
2.97 | 55.9832 | 233.259 | 91.233 | 142.026
2.973 | 56.0397 | 233.7305 | 91.233 | 142.4975
2.976 | 56.0963 | 234.2024 | 91.233 | 142.9694
2.979 | 56.1528 | 234.6748 | 91.233 | 143.4418
2.982 | 56.2094 | 235.1477 | 91.233 | 143.9147
2.985 | 56.2659 | 235.6211 | 91.233 | 144.3881
2.988 | 56.3225 | 236.095 | 91.233 | 144.862
2.991 | 56.379 | 236.5693 | 91.233 | 145.3363
2.994 | 56.4356 | 237.0441 | 91.233 | 145.8111
2.997 | 56.4921 | 237.5194 | 91.233 | 146.2864
3 | 56.5487 | 237.9951 | 91.233 | 146.7621
630

## Tank Model
Flowrate up | 23.3734 | L/min |  |  | Satisfaction:
A_c [m^2] | 100 |  |  |  | 90.07%
V_Catch[m^3] | 2.5
V_tank [m^3] | 26 |  |  |  | how many 0 litres
V_initial [m^3] | 0 |  |  |  | 37 |  | Total Pump runtime full year | 167.1483
C [L/day] | 540
C_min [L/day] | 150
C_max [L/day] | 640
Consuption starts on: | 2014-02-01 |  |  |  | Total Rainfall: | 234.41
Date | Daily Rainfall (mm) | Q_in [m^3/day] | V_water | Accomulated Volume Pumped [L] | Pump run time for the day [hrs] | Accomulated Time of pump running
2014-01-01 | 18.8 | 1.88 | 1.88 | 1880 | 1.3406 | 1.3406
2014-01-02 | 19.8 | 1.98 | 3.86 | 3860 | 1.4119 | 2.7524
2014-01-03 | 0 | 0 | 3.86 | 3860 | 0 | 2.7524
2014-01-04 | 0 | 0 | 3.86 | 3860 | 0 | 2.7524
2014-01-05 | 0 | 0 | 3.86 | 3860 | 0 | 2.7524
2014-01-06 | 5 | 0.5 | 4.36 | 4360 | 0.35653 | 3.1089
2014-01-07 | 20.4 | 2.04 | 6.4 | 6400 | 1.4546 | 4.5636
2014-01-08 | 24.8 | 2.48 | 8.88 | 8880 | 1.7684 | 6.332
2014-01-09 | 34 | 2.5 | 11.38 | 11380 | 1.7826 | 8.1146
2014-01-10 | 44.6 | 2.5 | 13.88 | 13880 | 1.7826 | 9.8973
2014-01-11 | 14.4 | 1.44 | 15.32 | 15320 | 1.0268 | 10.9241
2014-01-12 | 50.2 | 2.5 | 17.82 | 17820 | 1.7826 | 12.7067
2014-01-13 | 9.6 | 0.96 | 18.78 | 18780 | 0.68454 | 13.3913
2014-01-14 | 5.8 | 0.58 | 19.36 | 19360 | 0.41357 | 13.8048
2014-01-15 | 1.6 | 0.16 | 19.52 | 19520 | 0.11409 | 13.9189
2014-01-16 | 0.8 | 0.08 | 19.6 | 19600 | 0.057045 | 13.976
2014-01-17 | 0 | 0 | 19.6 | 19600 | 0 | 13.976
2014-01-18 | 2.6 | 0.26 | 19.86 | 19860 | 0.1854 | 14.1614
2014-01-19 | 1 | 0.1 | 19.96 | 19960 | 0.071306 | 14.2327
2014-01-20 | 0.6 | 0.06 | 20.02 | 20020 | 0.042784 | 14.2755
2014-01-21 | 0.8 | 0.08 | 20.1 | 20100 | 0.057045 | 14.3325
2014-01-22 | 0.6 | 0.06 | 20.16 | 20160 | 0.042784 | 14.3753
2014-01-23 | 0 | 0 | 20.16 | 20160 | 0 | 14.3753
2014-01-24 | 0 | 0 | 20.16 | 20160 | 0 | 14.3753
2014-01-25 | 0 | 0 | 20.16 | 20160 | 0 | 14.3753
2014-01-26 | 0 | 0 | 20.16 | 20160 | 0 | 14.3753
2014-01-27 | 17.6 | 1.76 | 21.92 | 21920 | 1.255 | 15.6303
2014-01-28 | 0 | 0 | 21.92 | 21920 | 0 | 15.6303
2014-01-29 | 0 | 0 | 21.92 | 21920 | 0 | 15.6303
2014-01-30 | 0 | 0 | 21.92 | 21920 | 0 | 15.6303
2014-01-31 | 2.6 | 0.26 | 22.18 | 22180 | 0.1854 | 15.8157
2014-02-01 | 2.6 | 0.26 | 21.9 | 22440 | 0.1854 | 16.0011
2014-02-02 | 0 | 0 | 21.36 | 22440 | 0 | 16.0011
2014-02-03 | 0 | 0 | 20.82 | 22440 | 0 | 16.0011
2014-02-04 | 0 | 0 | 20.28 | 22440 | 0 | 16.0011
2014-02-05 | 0 | 0 | 19.74 | 22440 | 0 | 16.0011
2014-02-06 | 0 | 0 | 19.2 | 22440 | 0 | 16.0011
2014-02-07 | 0 | 0 | 18.66 | 22440 | 0 | 16.0011
2014-02-08 | 0 | 0 | 18.12 | 22440 | 0 | 16.0011
2014-02-09 | 12.2 | 1.22 | 18.8 | 23660 | 0.86993 | 16.871
2014-02-10 | 13.4 | 1.34 | 19.6 | 25000 | 0.9555 | 17.8265
2014-02-11 | 46.6 | 2.5 | 21.56 | 27500 | 1.7826 | 19.6091
2014-02-12 | 16.8 | 1.68 | 22.7 | 29180 | 1.1979 | 20.8071
2014-02-13 | 15.6 | 1.56 | 23.72 | 30740 | 1.1124 | 21.9195
2014-02-14 | 3 | 0.3 | 23.48 | 31040 | 0.21392 | 22.1334
2014-02-15 | 11.6 | 1.16 | 24.1 | 32200 | 0.82715 | 22.9605
2014-02-16 | 19 | 1.9 | 25.46 | 34100 | 1.3548 | 24.3153
2014-02-17 | 9.2 | 0.92 | 25.84 | 35020 | 0.65601 | 24.9714
2014-02-18 | 12.6 | 1.26 | 26 | 36280 | 0.89846 | 25.8698
2014-02-19 | 21.8 | 2.18 | 26 | 38460 | 1.5545 | 27.4243
2014-02-20 | 2.4 | 0.24 | 25.7 | 38700 | 0.17113 | 27.5954
2014-02-21 | 0.8 | 0.08 | 25.24 | 38780 | 0.057045 | 27.6525
2014-02-22 | 4.8 | 0.48 | 25.18 | 39260 | 0.34227 | 27.9947
2014-02-23 | 14.6 | 1.46 | 26 | 40720 | 1.0411 | 29.0358
2014-02-24 | 6.8 | 0.68 | 26 | 41400 | 0.48488 | 29.5207
2014-02-25 | 0 | 0 | 25.46 | 41400 | 0 | 29.5207
2014-02-26 | 0.8 | 0.08 | 25 | 41480 | 0.057045 | 29.5777
2014-02-27 | 0 | 0 | 24.46 | 41480 | 0 | 29.5777
2014-02-28 | 0.4 | 0.04 | 23.96 | 41520 | 0.028522 | 29.6062
2014-03-01 | 2 | 0.2 | 23.62 | 41720 | 0.14261 | 29.7489
2014-03-02 | 19 | 1.9 | 24.98 | 43620 | 1.3548 | 31.1037
2014-03-03 | 1 | 0.1 | 24.54 | 43720 | 0.071306 | 31.175
2014-03-04 | 2.4 | 0.24 | 24.24 | 43960 | 0.17113 | 31.3461
2014-03-05 | 23.8 | 2.38 | 26 | 46340 | 1.6971 | 33.0432
2014-03-06 | 8.6 | 0.86 | 26 | 47200 | 0.61323 | 33.6564
2014-03-07 | 34 | 2.5 | 26 | 49700 | 1.7826 | 35.4391
2014-03-08 | 52.4 | 2.5 | 26 | 52200 | 1.7826 | 37.2217
2014-03-09 | 10.6 | 1.06 | 26 | 53260 | 0.75584 | 37.9776
2014-03-10 | 2.4 | 0.24 | 25.7 | 53500 | 0.17113 | 38.1487
2014-03-11 | 0 | 0 | 25.16 | 53500 | 0 | 38.1487
2014-03-12 | 2.8 | 0.28 | 24.9 | 53780 | 0.19966 | 38.3484
2014-03-13 | 20.2 | 2.02 | 26 | 55800 | 1.4404 | 39.7887
2014-03-14 | 13.8 | 1.38 | 26 | 57180 | 0.98402 | 40.7728
2014-03-15 | 22.8 | 2.28 | 26 | 59460 | 1.6258 | 42.3985
2014-03-16 | 5.4 | 0.54 | 26 | 60000 | 0.38505 | 42.7836
2014-03-17 | 0.4 | 0.04 | 25.5 | 60040 | 0.028522 | 42.8121
2014-03-18 | 31 | 2.5 | 26 | 62540 | 1.7826 | 44.5948
2014-03-19 | 1.6 | 0.16 | 25.62 | 62700 | 0.11409 | 44.7088
2014-03-20 | 1.6 | 0.16 | 25.24 | 62860 | 0.11409 | 44.8229
2014-03-21 | 7.6 | 0.76 | 25.46 | 63620 | 0.54193 | 45.3649
2014-03-22 | 2.6 | 0.26 | 25.18 | 63880 | 0.1854 | 45.5503
2014-03-23 | 0 | 0 | 24.64 | 63880 | 0 | 45.5503
2014-03-24 | 4 | 0.4 | 24.5 | 64280 | 0.28522 | 45.8355
2014-03-25 | 31 | 2.5 | 26 | 66780 | 1.7826 | 47.6181
2014-03-26 | 0.2 | 0.02 | 25.48 | 66800 | 0.014261 | 47.6324
2014-03-27 | 4.4 | 0.44 | 25.38 | 67240 | 0.31375 | 47.9461
2014-03-28 | 23.6 | 2.36 | 26 | 69600 | 1.6828 | 49.629
2014-03-29 | 41.6 | 2.5 | 26 | 72100 | 1.7826 | 51.4116
2014-03-30 | 3 | 0.3 | 25.76 | 72400 | 0.21392 | 51.6255
2014-03-31 | 0 | 0 | 25.22 | 72400 | 0 | 51.6255
2014-04-01 | 0 | 0 | 24.68 | 72400 | 0 | 51.6255
2014-04-02 | 5.6 | 0.56 | 24.7 | 72960 | 0.39931 | 52.0248
2014-04-03 | 20.4 | 2.04 | 26 | 75000 | 1.4546 | 53.4795
2014-04-04 | 2.6 | 0.26 | 25.72 | 75260 | 0.1854 | 53.6649
2014-04-05 | 15.9 | 1.59 | 26 | 76850 | 1.1338 | 54.7986
2014-04-06 | 9.4 | 0.94 | 26 | 77790 | 0.67028 | 55.4689
2014-04-07 | 13.6 | 1.36 | 26 | 79150 | 0.96976 | 56.4387
2014-04-08 | 5.6 | 0.56 | 26 | 79710 | 0.39931 | 56.838
2014-04-09 | 0 | 0 | 25.46 | 79710 | 0 | 56.838
2014-04-10 | 16.6 | 1.66 | 26 | 81370 | 1.1837 | 58.0217
2014-04-11 | 0 | 0 | 25.46 | 81370 | 0 | 58.0217
2014-04-12 | 0 | 0 | 24.92 | 81370 | 0 | 58.0217
2014-04-13 | 0 | 0 | 24.38 | 81370 | 0 | 58.0217
2014-04-14 | 14.8 | 1.48 | 25.32 | 82850 | 1.0553 | 59.077
2014-04-15 | 20.8 | 2.08 | 26 | 84930 | 1.4832 | 60.5602
2014-04-16 | 37.4 | 2.5 | 26 | 87430 | 1.7826 | 62.3428
2014-04-17 | 9.8 | 0.98 | 26 | 88410 | 0.6988 | 63.0416
2014-04-18 | 1.9 | 0.19 | 25.65 | 88600 | 0.13548 | 63.1771
2014-04-19 | 21 | 2.1 | 26 | 90700 | 1.4974 | 64.6745
2014-04-20 | 30 | 2.5 | 26 | 93200 | 1.7826 | 66.4572
2014-04-21 | 0 | 0 | 25.46 | 93200 | 0 | 66.4572
2014-04-22 | 4.4 | 0.44 | 25.36 | 93640 | 0.31375 | 66.7709
2014-04-23 | 12.8 | 1.28 | 26 | 94920 | 0.91272 | 67.6836
2014-04-24 | 26 | 2.5 | 26 | 97420 | 1.7826 | 69.4663
2014-04-25 | 1.8 | 0.18 | 25.64 | 97600 | 0.12835 | 69.5946
2014-04-26 | 35 | 2.5 | 26 | 100100 | 1.7826 | 71.3773
2014-04-27 | 7.2 | 0.72 | 26 | 100820 | 0.5134 | 71.8907
2014-04-28 | 0.8 | 0.08 | 25.54 | 100900 | 0.057045 | 71.9477
2014-04-29 | 0.1 | 0.01 | 25.01 | 100910 | 0.0071306 | 71.9549
2014-04-30 | 0 | 0 | 24.47 | 100910 | 0 | 71.9549
2014-05-01 | 0 | 0 | 23.93 | 100910 | 0 | 71.9549
2014-05-02 | 2 | 0.2 | 23.59 | 101110 | 0.14261 | 72.0975
2014-05-03 | 4.6 | 0.46 | 23.51 | 101570 | 0.32801 | 72.4255
2014-05-04 | 3.8 | 0.38 | 23.35 | 101950 | 0.27096 | 72.6964
2014-05-05 | 0 | 0 | 22.81 | 101950 | 0 | 72.6964
2014-05-06 | 0 | 0 | 22.27 | 101950 | 0 | 72.6964
2014-05-07 | 0 | 0 | 21.73 | 101950 | 0 | 72.6964
2014-05-08 | 0 | 0 | 21.19 | 101950 | 0 | 72.6964
2014-05-09 | 0 | 0 | 20.65 | 101950 | 0 | 72.6964
2014-05-10 | 0.2 | 0.02 | 20.13 | 101970 | 0.014261 | 72.7107
2014-05-11 | 0 | 0 | 19.59 | 101970 | 0 | 72.7107
2014-05-12 | 0.2 | 0.02 | 19.07 | 101990 | 0.014261 | 72.725
2014-05-13 | 0 | 0 | 18.53 | 101990 | 0 | 72.725
2014-05-14 | 0 | 0 | 17.99 | 101990 | 0 | 72.725
2014-05-15 | 0 | 0 | 17.45 | 101990 | 0 | 72.725
2014-05-16 | 2.8 | 0.28 | 17.19 | 102270 | 0.19966 | 72.9246
2014-05-17 | 0 | 0 | 16.65 | 102270 | 0 | 72.9246
2014-05-18 | 0 | 0 | 16.11 | 102270 | 0 | 72.9246
2014-05-19 | 0 | 0 | 15.57 | 102270 | 0 | 72.9246
2014-05-20 | 0 | 0 | 15.03 | 102270 | 0 | 72.9246
2014-05-21 | 8.2 | 0.82 | 15.31 | 103090 | 0.58471 | 73.5093
2014-05-22 | 29.6 | 2.5 | 17.27 | 105590 | 1.7826 | 75.292
2014-05-23 | 0.8 | 0.08 | 16.81 | 105670 | 0.057045 | 75.349
2014-05-24 | 5.2 | 0.52 | 16.79 | 106190 | 0.37079 | 75.7198
2014-05-25 | 23.4 | 2.34 | 18.59 | 108530 | 1.6686 | 77.3884
2014-05-26 | 0 | 0 | 18.05 | 108530 | 0 | 77.3884
2014-05-27 | 4.4 | 0.44 | 17.95 | 108970 | 0.31375 | 77.7021
2014-05-28 | 0 | 0 | 17.41 | 108970 | 0 | 77.7021
2014-05-29 | 0 | 0 | 16.87 | 108970 | 0 | 77.7021
2014-05-30 | 0 | 0 | 16.33 | 108970 | 0 | 77.7021
2014-05-31 | 0 | 0 | 15.79 | 108970 | 0 | 77.7021
2014-06-01 | 0 | 0 | 15.25 | 108970 | 0 | 77.7021
2014-06-02 | 0 | 0 | 14.71 | 108970 | 0 | 77.7021
2014-06-03 | 0 | 0 | 14.17 | 108970 | 0 | 77.7021
2014-06-04 | 0 | 0 | 13.63 | 108970 | 0 | 77.7021
2014-06-05 | 0 | 0 | 13.09 | 108970 | 0 | 77.7021
2014-06-06 | 0 | 0 | 12.55 | 108970 | 0 | 77.7021
2014-06-07 | 0 | 0 | 12.01 | 108970 | 0 | 77.7021
2014-06-08 | 0.2 | 0.02 | 11.49 | 108990 | 0.014261 | 77.7164
2014-06-09 | 0 | 0 | 10.95 | 108990 | 0 | 77.7164
2014-06-10 | 0 | 0 | 10.41 | 108990 | 0 | 77.7164
2014-06-11 | 0 | 0 | 9.87 | 108990 | 0 | 77.7164
2014-06-12 | 0 | 0 | 9.33 | 108990 | 0 | 77.7164
2014-06-13 | 0 | 0 | 8.79 | 108990 | 0 | 77.7164
2014-06-14 | 3.6 | 0.36 | 8.61 | 109350 | 0.2567 | 77.9731
2014-06-15 | 0 | 0 | 8.07 | 109350 | 0 | 77.9731
2014-06-16 | 0 | 0 | 7.53 | 109350 | 0 | 77.9731
2014-06-17 | 0 | 0 | 6.99 | 109350 | 0 | 77.9731
2014-06-18 | 1.6 | 0.16 | 6.61 | 109510 | 0.11409 | 78.0872
2014-06-19 | 20.8 | 2.08 | 8.15 | 111590 | 1.4832 | 79.5703
2014-06-20 | 3.2 | 0.32 | 7.93 | 111910 | 0.22818 | 79.7985
2014-06-21 | 1.2 | 0.12 | 7.51 | 112030 | 0.085567 | 79.8841
2014-06-22 | 0 | 0 | 6.97 | 112030 | 0 | 79.8841
2014-06-23 | 15.4 | 1.54 | 7.97 | 113570 | 1.0981 | 80.9822
2014-06-24 | 1.2 | 0.12 | 7.55 | 113690 | 0.085567 | 81.0678
2014-06-25 | 0 | 0 | 7.01 | 113690 | 0 | 81.0678
2014-06-26 | 5.8 | 0.58 | 7.05 | 114270 | 0.41357 | 81.4813
2014-06-27 | 20.4 | 2.04 | 8.55 | 116310 | 1.4546 | 82.936
2014-06-28 | 20.4 | 2.04 | 10.05 | 118350 | 1.4546 | 84.3906
2014-06-29 | 0.6 | 0.06 | 9.57 | 118410 | 0.042784 | 84.4334
2014-06-30 | 0 | 0 | 9.03 | 118410 | 0 | 84.4334
2014-07-01 | 0 | 0 | 8.49 | 118410 | 0 | 84.4334
2014-07-02 | 1.8 | 0.18 | 8.13 | 118590 | 0.12835 | 84.5618
2014-07-03 | 6.2 | 0.62 | 8.21 | 119210 | 0.4421 | 85.0039
2014-07-04 | 9.4 | 0.94 | 8.61 | 120150 | 0.67028 | 85.6741
2014-07-05 | 26.6 | 2.5 | 10.57 | 122650 | 1.7826 | 87.4568
2014-07-06 | 13.6 | 1.36 | 11.39 | 124010 | 0.96976 | 88.4265
2014-07-07 | 0 | 0 | 10.85 | 124010 | 0 | 88.4265
2014-07-08 | 0 | 0 | 10.31 | 124010 | 0 | 88.4265
2014-07-09 | 0 | 0 | 9.77 | 124010 | 0 | 88.4265
2014-07-10 | 0 | 0 | 9.23 | 124010 | 0 | 88.4265
2014-07-11 | 0 | 0 | 8.69 | 124010 | 0 | 88.4265
2014-07-12 | 0 | 0 | 8.15 | 124010 | 0 | 88.4265
2014-07-13 | 0 | 0 | 7.61 | 124010 | 0 | 88.4265
2014-07-14 | 0 | 0 | 7.07 | 124010 | 0 | 88.4265
2014-07-15 | 0 | 0 | 6.53 | 124010 | 0 | 88.4265
2014-07-16 | 0 | 0 | 5.99 | 124010 | 0 | 88.4265
2014-07-17 | 0 | 0 | 5.45 | 124010 | 0 | 88.4265
2014-07-18 | 37 | 2.5 | 7.41 | 126510 | 1.7826 | 90.2092
2014-07-19 | 1.8 | 0.18 | 7.05 | 126690 | 0.12835 | 90.3375
2014-07-20 | 0 | 0 | 6.51 | 126690 | 0 | 90.3375
2014-07-21 | 0 | 0 | 5.97 | 126690 | 0 | 90.3375
2014-07-22 | 8 | 0.8 | 6.23 | 127490 | 0.57045 | 90.908
2014-07-23 | 18.2 | 1.82 | 7.51 | 129310 | 1.2978 | 92.2058
2014-07-24 | 0.6 | 0.06 | 7.03 | 129370 | 0.042784 | 92.2485
2014-07-25 | 0 | 0 | 6.49 | 129370 | 0 | 92.2485
2014-07-26 | 0 | 0 | 5.95 | 129370 | 0 | 92.2485
2014-07-27 | 0 | 0 | 5.41 | 129370 | 0 | 92.2485
2014-07-28 | 0 | 0 | 4.87 | 129370 | 0 | 92.2485
2014-07-29 | 0 | 0 | 4.33 | 129370 | 0 | 92.2485
2014-07-30 | 0 | 0 | 3.79 | 129370 | 0 | 92.2485
2014-07-31 | 0 | 0 | 3.25 | 129370 | 0 | 92.2485
2014-08-01 | 0 | 0 | 2.71 | 129370 | 0 | 92.2485
2014-08-02 | 0 | 0 | 2.17 | 129370 | 0 | 92.2485
2014-08-03 | 0 | 0 | 1.63 | 129370 | 0 | 92.2485
2014-08-04 | 0 | 0 | 1.09 | 129370 | 0 | 92.2485
2014-08-05 | 0 | 0 | 0.55 | 129370 | 0 | 92.2485
2014-08-06 | 0 | 0 | 0.01 | 129370 | 0 | 92.2485
2014-08-07 | 0 | 0 | 0 | 129370 | 0 | 92.2485
2014-08-08 | 0 | 0 | 0 | 129370 | 0 | 92.2485
2014-08-09 | 0 | 0 | 0 | 129370 | 0 | 92.2485
2014-08-10 | 0 | 0 | 0 | 129370 | 0 | 92.2485
2014-08-11 | 0 | 0 | 0 | 129370 | 0 | 92.2485
2014-08-12 | 0 | 0 | 0 | 129370 | 0 | 92.2485
2014-08-13 | 0 | 0 | 0 | 129370 | 0 | 92.2485
2014-08-14 | 0 | 0 | 0 | 129370 | 0 | 92.2485
2014-08-15 | 0 | 0 | 0 | 129370 | 0 | 92.2485
2014-08-16 | 0 | 0 | 0 | 129370 | 0 | 92.2485
2014-08-17 | 0 | 0 | 0 | 129370 | 0 | 92.2485
2014-08-18 | 0 | 0 | 0 | 129370 | 0 | 92.2485
2014-08-19 | 0 | 0 | 0 | 129370 | 0 | 92.2485
2014-08-20 | 0 | 0 | 0 | 129370 | 0 | 92.2485
2014-08-21 | 0 | 0 | 0 | 129370 | 0 | 92.2485
2014-08-22 | 0 | 0 | 0 | 129370 | 0 | 92.2485
2014-08-23 | 0 | 0 | 0 | 129370 | 0 | 92.2485
2014-08-24 | 0 | 0 | 0 | 129370 | 0 | 92.2485
2014-08-25 | 0 | 0 | 0 | 129370 | 0 | 92.2485
2014-08-26 | 0 | 0 | 0 | 129370 | 0 | 92.2485
2014-08-27 | 0 | 0 | 0 | 129370 | 0 | 92.2485
2014-08-28 | 0.4 | 0.04 | 0 | 129410 | 0.028522 | 92.2771
2014-08-29 | 7.8 | 0.78 | 0.24 | 130190 | 0.55619 | 92.8333
2014-08-30 | 3.6 | 0.36 | 0.06 | 130550 | 0.2567 | 93.09
2014-08-31 | 10.6 | 1.06 | 0.58 | 131610 | 0.75584 | 93.8458
2014-09-01 | 3.2 | 0.32 | 0.36 | 131930 | 0.22818 | 94.074
2014-09-02 | 6.2 | 0.62 | 0.44 | 132550 | 0.4421 | 94.5161
2014-09-03 | 0 | 0 | 0 | 132550 | 0 | 94.5161
2014-09-04 | 0 | 0 | 0 | 132550 | 0 | 94.5161
2014-09-05 | 0 | 0 | 0 | 132550 | 0 | 94.5161
2014-09-06 | 0 | 0 | 0 | 132550 | 0 | 94.5161
2014-09-07 | 0 | 0 | 0 | 132550 | 0 | 94.5161
2014-09-08 | 0 | 0 | 0 | 132550 | 0 | 94.5161
2014-09-09 | 0 | 0 | 0 | 132550 | 0 | 94.5161
2014-09-10 | 0 | 0 | 0 | 132550 | 0 | 94.5161
2014-09-11 | 0 | 0 | 0 | 132550 | 0 | 94.5161
2014-09-12 | 0 | 0 | 0 | 132550 | 0 | 94.5161
2014-09-13 | 0 | 0 | 0 | 132550 | 0 | 94.5161
2014-09-14 | 0 | 0 | 0 | 132550 | 0 | 94.5161
2014-09-15 | 0 | 0 | 0 | 132550 | 0 | 94.5161
2014-09-16 | 0 | 0 | 0 | 132550 | 0 | 94.5161
2014-09-17 | 0 | 0 | 0 | 132550 | 0 | 94.5161
2014-09-18 | 26.4 | 2.5 | 1.96 | 135050 | 1.7826 | 96.2987
2014-09-19 | 0.4 | 0.04 | 1.46 | 135090 | 0.028522 | 96.3272
2014-09-20 | 0 | 0 | 0.92 | 135090 | 0 | 96.3272
2014-09-21 | 2 | 0.2 | 0.58 | 135290 | 0.14261 | 96.4699
2014-09-22 | 12.4 | 1.24 | 1.28 | 136530 | 0.88419 | 97.3541
2014-09-23 | 29.4 | 2.5 | 3.24 | 139030 | 1.7826 | 99.1367
2014-09-24 | 1.6 | 0.16 | 2.86 | 139190 | 0.11409 | 99.2508
2014-09-25 | 0.6 | 0.06 | 2.38 | 139250 | 0.042784 | 99.2936
2014-09-26 | 8.2 | 0.82 | 2.66 | 140070 | 0.58471 | 99.8783
2014-09-27 | 0 | 0 | 2.12 | 140070 | 0 | 99.8783
2014-09-28 | 12.4 | 1.24 | 2.82 | 141310 | 0.88419 | 100.7625
2014-09-29 | 5.6 | 0.56 | 2.84 | 141870 | 0.39931 | 101.1618
2014-09-30 | 0 | 0 | 2.3 | 141870 | 0 | 101.1618
2014-10-01 | 0 | 0 | 1.76 | 141870 | 0 | 101.1618
2014-10-02 | 0 | 0 | 1.22 | 141870 | 0 | 101.1618
2014-10-03 | 57.8 | 2.5 | 3.18 | 144370 | 1.7826 | 102.9444
2014-10-04 | 6 | 0.6 | 3.24 | 144970 | 0.42784 | 103.3723
2014-10-05 | 9.2 | 0.92 | 3.62 | 145890 | 0.65601 | 104.0283
2014-10-06 | 0.4 | 0.04 | 3.12 | 145930 | 0.028522 | 104.0568
2014-10-07 | 0 | 0 | 2.58 | 145930 | 0 | 104.0568
2014-10-08 | 1.4 | 0.14 | 2.18 | 146070 | 0.099828 | 104.1566
2014-10-09 | 1.8 | 0.18 | 1.82 | 146250 | 0.12835 | 104.285
2014-10-10 | 17.8 | 1.78 | 3.06 | 148030 | 1.2692 | 105.5542
2014-10-11 | 15.4 | 1.54 | 4.06 | 149570 | 1.0981 | 106.6524
2014-10-12 | 33 | 2.5 | 6.02 | 152070 | 1.7826 | 108.435
2014-10-13 | 31.4 | 2.5 | 7.98 | 154570 | 1.7826 | 110.2177
2014-10-14 | 28.4 | 2.5 | 9.94 | 157070 | 1.7826 | 112.0003
2014-10-15 | 6.4 | 0.64 | 10.04 | 157710 | 0.45636 | 112.4567
2014-10-16 | 17.2 | 1.72 | 11.22 | 159430 | 1.2265 | 113.6831
2014-10-17 | 27 | 2.5 | 13.18 | 161930 | 1.7826 | 115.4658
2014-10-18 | 16.8 | 1.68 | 14.32 | 163610 | 1.1979 | 116.6637
2014-10-19 | 46.2 | 2.5 | 16.28 | 166110 | 1.7826 | 118.4464
2014-10-20 | 10.8 | 1.08 | 16.82 | 167190 | 0.7701 | 119.2165
2014-10-21 | 40.2 | 2.5 | 18.78 | 169690 | 1.7826 | 120.9991
2014-10-22 | 21.4 | 2.14 | 20.38 | 171830 | 1.5259 | 122.5251
2014-10-23 | 9.4 | 0.94 | 20.78 | 172770 | 0.67028 | 123.1953
2014-10-24 | 1.6 | 0.16 | 20.4 | 172930 | 0.11409 | 123.3094
2014-10-25 | 21.8 | 2.18 | 22.04 | 175110 | 1.5545 | 124.8639
2014-10-26 | 2.4 | 0.24 | 21.74 | 175350 | 0.17113 | 125.035
2014-10-27 | 33.6 | 2.5 | 23.7 | 177850 | 1.7826 | 126.8177
2014-10-28 | 24.4 | 2.44 | 25.6 | 180290 | 1.7399 | 128.5575
2014-10-29 | 7 | 0.7 | 25.76 | 180990 | 0.49914 | 129.0567
2014-10-30 | 9 | 0.9 | 26 | 181890 | 0.64175 | 129.6984
2014-10-31 | 15 | 1.5 | 26 | 183390 | 1.0696 | 130.768
2014-11-01 | 6.4 | 0.64 | 26 | 184030 | 0.45636 | 131.2244
2014-11-02 | 37.6 | 2.5 | 26 | 186530 | 1.7826 | 133.007
2014-11-03 | 35.2 | 2.5 | 26 | 189030 | 1.7826 | 134.7897
2014-11-04 | 9 | 0.9 | 26 | 189930 | 0.64175 | 135.4314
2014-11-05 | 4.4 | 0.44 | 25.9 | 190370 | 0.31375 | 135.7452
2014-11-06 | 20.2 | 2.02 | 26 | 192390 | 1.4404 | 137.1856
2014-11-07 | 1.4 | 0.14 | 25.6 | 192530 | 0.099828 | 137.2854
2014-11-08 | 34 | 2.5 | 26 | 195030 | 1.7826 | 139.068
2014-11-09 | 0 | 0 | 25.46 | 195030 | 0 | 139.068
2014-11-10 | 0 | 0 | 24.92 | 195030 | 0 | 139.068
2014-11-11 | 0 | 0 | 24.38 | 195030 | 0 | 139.068
2014-11-12 | 0 | 0 | 23.84 | 195030 | 0 | 139.068
2014-11-13 | 0 | 0 | 23.3 | 195030 | 0 | 139.068
2014-11-14 | 0 | 0 | 22.76 | 195030 | 0 | 139.068
2014-11-15 | 0 | 0 | 22.22 | 195030 | 0 | 139.068
2014-11-16 | 0 | 0 | 21.68 | 195030 | 0 | 139.068
2014-11-17 | 0 | 0 | 21.14 | 195030 | 0 | 139.068
2014-11-18 | 0 | 0 | 20.6 | 195030 | 0 | 139.068
2014-11-19 | 3.4 | 0.34 | 20.4 | 195370 | 0.24244 | 139.3105
2014-11-20 | 29.4 | 2.5 | 22.36 | 197870 | 1.7826 | 141.0931
2014-11-21 | 32.8 | 2.5 | 24.32 | 200370 | 1.7826 | 142.8758
2014-11-22 | 25.6 | 2.5 | 26 | 202870 | 1.7826 | 144.6584
2014-11-23 | 15.2 | 1.52 | 26 | 204390 | 1.0839 | 145.7423
2014-11-24 | 60.6 | 2.5 | 26 | 206890 | 1.7826 | 147.5249
2014-11-25 | 15 | 1.5 | 26 | 208390 | 1.0696 | 148.5945
2014-11-26 | 43 | 2.5 | 26 | 210890 | 1.7826 | 150.3772
2014-11-27 | 15 | 1.5 | 26 | 212390 | 1.0696 | 151.4468
2014-11-28 | 0 | 0 | 25.46 | 212390 | 0 | 151.4468
2014-11-29 | 0 | 0 | 24.92 | 212390 | 0 | 151.4468
2014-11-30 | 0 | 0 | 24.38 | 212390 | 0 | 151.4468
2014-12-01 | 0 | 0 | 23.84 | 212390 | 0 | 151.4468
2014-12-02 | 0 | 0 | 23.3 | 212390 | 0 | 151.4468
2014-12-03 | 0 | 0 | 22.76 | 212390 | 0 | 151.4468
2014-12-04 | 1.2 | 0.12 | 22.34 | 212510 | 0.085567 | 151.5323
2014-12-05 | 45.4 | 2.5 | 24.3 | 215010 | 1.7826 | 153.315
2014-12-06 | 0.8 | 0.08 | 23.84 | 215090 | 0.057045 | 153.372
2014-12-07 | 15.2 | 1.52 | 24.82 | 216610 | 1.0839 | 154.4559
2014-12-08 | 48.6 | 2.5 | 26 | 219110 | 1.7826 | 156.2385
2014-12-09 | 34.2 | 2.5 | 26 | 221610 | 1.7826 | 158.0212
2014-12-10 | 4.4 | 0.44 | 25.9 | 222050 | 0.31375 | 158.3349
2014-12-11 | 17.8 | 1.78 | 26 | 223830 | 1.2692 | 159.6042
2014-12-12 | 1.4 | 0.14 | 25.6 | 223970 | 0.099828 | 159.704
2014-12-13 | 1 | 0.1 | 25.16 | 224070 | 0.071306 | 159.7753
2014-12-14 | 0 | 0 | 24.62 | 224070 | 0 | 159.7753
2014-12-15 | 9 | 0.9 | 24.98 | 224970 | 0.64175 | 160.4171
2014-12-16 | 20.2 | 2.02 | 26 | 226990 | 1.4404 | 161.8574
2014-12-17 | 0.8 | 0.08 | 25.54 | 227070 | 0.057045 | 161.9145
2014-12-18 | 24.6 | 2.46 | 26 | 229530 | 1.7541 | 163.6686
2014-12-19 | 0 | 0 | 25.46 | 229530 | 0 | 163.6686
2014-12-20 | 0 | 0 | 24.92 | 229530 | 0 | 163.6686
2014-12-21 | 8.8 | 0.88 | 25.26 | 230410 | 0.62749 | 164.2961
2014-12-22 | 11.6 | 1.16 | 25.88 | 231570 | 0.82715 | 165.1233
2014-12-23 | 10 | 1 | 26 | 232570 | 0.71306 | 165.8363
2014-12-24 | 2.2 | 0.22 | 25.68 | 232790 | 0.15687 | 165.9932
2014-12-25 | 0.6 | 0.06 | 25.2 | 232850 | 0.042784 | 166.036
2014-12-26 | 10.2 | 1.02 | 25.68 | 233870 | 0.72732 | 166.7633
2014-12-27 | 5.4 | 0.54 | 25.68 | 234410 | 0.38505 | 167.1483
2014-12-28 | 0 | 0 | 25.14 | 234410 | 0 | 167.1483
2014-12-29 | 0 | 0 | 24.6 | 234410 | 0 | 167.1483
2014-12-30 | 0 | 0 | 24.06 | 234410 | 0 | 167.1483
2014-12-31 | 0 | 0 | 23.52 | 234410 | 0 | 167.1483

## Weather Data
Date | Daily Rainfall (mm) | Date | Daily Rainfall (mm) | Date | Daily Rainfall (mm) | Date | Daily Rainfall (mm)
2014-01-01 | 18.8 | 2015-01-01 | 7.8 | 2015-01-01 | 0 | 2013-01-01 | 0
2014-01-02 | 19.8 | 2015-01-02 | 1 | 2015-01-02 | 1.4 | 2013-01-02 | 0
2014-01-03 | 0 | 2015-01-03 | 13.4 | 2015-01-03 | 7.8 | 2013-01-03 | 0
2014-01-04 | 0 | 2015-01-04 | 64.2 | 2015-01-04 | 29.6 | 2013-01-04 | 0
2014-01-05 | 0 | 2015-01-05 | 32.2 | 2015-01-05 | 6 | 2013-01-05 | 4.4
2014-01-06 | 5 | 2015-01-06 | 2.8 | 2015-01-06 | 0 | 2013-01-06 | 5.6
2014-01-07 | 20.4 | 2015-01-07 | 0 | 2015-01-07 | 0 | 2013-01-07 | 5
2014-01-08 | 24.8 | 2015-01-08 | 0 | 2015-01-08 | 0 | 2013-01-08 | 2.6
2014-01-09 | 34 | 2015-01-09 | 0.8 | 2015-01-09 | 1 | 2013-01-09 | 0.2
2014-01-10 | 44.6 | 2015-01-10 | 0 | 2015-01-10 | 0.6 | 2013-01-10 | 0
2014-01-11 | 14.4 | 2015-01-11 | 0 | 2015-01-11 | 1.6 | 2013-01-11 | 0
2014-01-12 | 50.2 | 2015-01-12 | 0 | 2015-01-12 | 0 | 2013-01-12 | 0
2014-01-13 | 9.6 | 2015-01-13 | 0 | 2015-01-13 | 0 | 2013-01-13 | 0
2014-01-14 | 5.8 | 2015-01-14 | 0.4 | 2015-01-14 | 0 | 2013-01-14 | 0
2014-01-15 | 1.6 | 2015-01-15 | 35.4 | 2015-01-15 | 12.4 | 2013-01-15 | 1
2014-01-16 | 0.8 | 2015-01-16 | 6 | 2015-01-16 | 1.6 | 2013-01-16 | 1.2
2014-01-17 | 0 | 2015-01-17 | 20.4 | 2015-01-17 | 28.8 | 2013-01-17 | 2.2
2014-01-18 | 2.6 | 2015-01-18 | 16.6 | 2015-01-18 | 1 | 2013-01-18 | 0
2014-01-19 | 1 | 2015-01-19 | 2.6 | 2015-01-19 | 0 | 2013-01-19 | 0
2014-01-20 | 0.6 | 2015-01-20 | 0.4 | 2015-01-20 | 0 | 2013-01-20 | 0
2014-01-21 | 0.8 | 2015-01-21 | 18.4 | 2015-01-21 | 7.2 | 2013-01-21 | 0
2014-01-22 | 0.6 | 2015-01-22 | 14 | 2015-01-22 | 5.2 | 2013-01-22 | 0.2
2014-01-23 | 0 | 2015-01-23 | 90.8 | 2015-01-23 | 5.6 | 2013-01-23 | 6.4
2014-01-24 | 0 | 2015-01-24 | 40 | 2015-01-24 | 6.6 | 2013-01-24 | 2.2
2014-01-25 | 0 | 2015-01-25 | 1.8 | 2015-01-25 | 0 | 2013-01-25 | 0.2
2014-01-26 | 0 | 2015-01-26 | 2.8 | 2015-01-26 | 0 | 2013-01-26 | 1.6
2014-01-27 | 17.6 | 2015-01-27 | 2.8 | 2015-01-27 | 0.6 | 2013-01-27 | 4.6
2014-01-28 | 0 | 2015-01-28 | 0 | 2015-01-28 | 0 | 2013-01-28 | 10.4
2014-01-29 | 0 | 2015-01-29 | 0 | 2015-01-29 | 0 | 2013-01-29 | 10.8
2014-01-30 | 0 | 2015-01-30 | 0.6 | 2015-01-30 | 0 | 2013-01-30 | 6.2
2014-01-31 | 2.6 | 2015-01-31 | 5.8 | 2015-01-31 | 1.2 | 2013-01-31 | 1.4
2014-02-01 | 2.6 | 2015-02-01 | 8 | 2015-02-01 | 1.8 | 2013-02-01 | 0
2014-02-02 | 0 | 2015-02-02 | 27 | 2015-02-02 | 4 | 2013-02-02 | 1
2014-02-03 | 0 | 2015-02-03 | 0.6 | 2015-02-03 | 1.4 | 2013-02-03 | 8
2014-02-04 | 0 | 2015-02-04 | 36 | 2015-02-04 | 17 | 2013-02-04 | 1.6
2014-02-05 | 0 | 2015-02-05 | 27.2 | 2015-02-05 | 39.6 | 2013-02-05 | 3.8
2014-02-06 | 0 | 2015-02-06 | 28.2 | 2015-02-06 | 9.8 | 2013-02-06 | 0.2
2014-02-07 | 0 | 2015-02-07 | 39.2 | 2015-02-07 | 11.4 | 2013-02-07 | 1.6
2014-02-08 | 0 | 2015-02-08 | 6.6 | 2015-02-08 | 13.2 | 2013-02-08 | 0.2
2014-02-09 | 12.2 | 2015-02-09 | 3.2 | 2015-02-09 | 11.8 | 2013-02-09 | 0
2014-02-10 | 13.4 | 2015-02-10 | 0.2 | 2015-02-10 | 0.8 | 2013-02-10 | 1
2014-02-11 | 46.6 | 2015-02-11 | 19.6 | 2015-02-11 | 1 | 2013-02-11 | 1.4
2014-02-12 | 16.8 | 2015-02-12 | 30.4 | 2015-02-12 | 12.8 | 2013-02-12 | 4.6
2014-02-13 | 15.6 | 2015-02-13 | 19 | 2015-02-13 | 16.2 | 2013-02-13 | 3
2014-02-14 | 3 | 2015-02-14 | 0.2 | 2015-02-14 | 0 | 2013-02-14 | 5.6
2014-02-15 | 11.6 | 2015-02-15 | 0 | 2015-02-15 | 0 | 2013-02-15 | 2.4
2014-02-16 | 19 | 2015-02-16 | 0 | 2015-02-16 | 0 | 2013-02-16 | 0
2014-02-17 | 9.2 | 2015-02-17 | 0 | 2015-02-17 | 0 | 2013-02-17 | 0
2014-02-18 | 12.6 | 2015-02-18 | 4 | 2015-02-18 | 0 | 2013-02-18 | 0
2014-02-19 | 21.8 | 2015-02-19 | 11 | 2015-02-19 | 0 | 2013-02-19 | 0
2014-02-20 | 2.4 | 2015-02-20 | 0.4 | 2015-02-20 | 0 | 2013-02-20 | 2.2
2014-02-21 | 0.8 | 2015-02-21 | 0 | 2015-02-21 | 0 | 2013-02-21 | 9
2014-02-22 | 4.8 | 2015-02-22 | 0 | 2015-02-22 | 0 | 2013-02-22 | 10.6
2014-02-23 | 14.6 | 2015-02-23 | 0 | 2015-02-23 | 0 | 2013-02-23 | 4.6
2014-02-24 | 6.8 | 2015-02-24 | 0.2 | 2015-02-24 | 0 | 2013-02-24 | 23.6
2014-02-25 | 0 | 2015-02-25 | 4.6 | 2015-02-25 | 1.6 | 2013-02-25 | 1.6
2014-02-26 | 0.8 | 2015-02-26 | 8.8 | 2015-02-26 | 8.2 | 2013-02-26 | 2.2
2014-02-27 | 0 | 2015-02-27 | 0.4 | 2015-02-27 | 0 | 2013-02-27 | 0.2
2014-02-28 | 0.4 | 2015-02-28 | 0 | 2015-02-28 | 0 | 2013-02-28 | 8.6
2014-03-01 | 2 | 2015-03-01 | 1.2 | 2015-03-01 | 2.2 | 2013-03-01 | 20
2014-03-02 | 19 | 2015-03-02 | 0 | 2015-03-02 | 0 | 2013-03-02 | 4.4
2014-03-03 | 1 | 2015-03-03 | 0 | 2015-03-03 | 0 | 2013-03-03 | 0
2014-03-04 | 2.4 | 2015-03-04 | 0.4 | 2015-03-04 | 0 | 2013-03-04 | 0
2014-03-05 | 23.8 | 2015-03-05 | 1.8 | 2015-03-05 | 0 | 2013-03-05 | 0
2014-03-06 | 8.6 | 2015-03-06 | 0.8 | 2015-03-06 | 0 | 2013-03-06 | 0
2014-03-07 | 34 | 2015-03-07 | 0 | 2015-03-07 | 0 | 2013-03-07 | 0
2014-03-08 | 52.4 | 2015-03-08 | 0.4 | 2015-03-08 | 0 | 2013-03-08 | 0
2014-03-09 | 10.6 | 2015-03-09 | 0.4 | 2015-03-09 | 0 | 2013-03-09 | 0.8
2014-03-10 | 2.4 | 2015-03-10 | 2.8 | 2015-03-10 | 0.8 | 2013-03-10 | 0
2014-03-11 | 0 | 2015-03-11 | 13.6 | 2015-03-11 | 6.4 | 2013-03-11 | 4
2014-03-12 | 2.8 | 2015-03-12 | 8.6 | 2015-03-12 | 0.8 | 2013-03-12 | 22.8
2014-03-13 | 20.2 | 2015-03-13 | 17.4 | 2015-03-13 | 8.4 | 2013-03-13 | 25.2
2014-03-14 | 13.8 | 2015-03-14 | 0.6 | 2015-03-14 | 1 | 2013-03-14 | 5.6
2014-03-15 | 22.8 | 2015-03-15 | 0 | 2015-03-15 | 0 | 2013-03-15 | 1.4
2014-03-16 | 5.4 | 2015-03-16 | 0 | 2015-03-16 | 0 | 2013-03-16 | 0
2014-03-17 | 0.4 | 2015-03-17 | 0 | 2015-03-17 | 0 | 2013-03-17 | 1.8
2014-03-18 | 31 | 2015-03-18 | 31 | 2015-03-18 | 7.4 | 2013-03-18 | 0
2014-03-19 | 1.6 | 2015-03-19 | 35.4 | 2015-03-19 | 10 | 2013-03-19 | 7.6
2014-03-20 | 1.6 | 2015-03-20 | 28.6 | 2015-03-20 | 15.2 | 2013-03-20 | 3
2014-03-21 | 7.6 | 2015-03-21 | 0 | 2015-03-21 | 0.2 | 2013-03-21 | 0
2014-03-22 | 2.6 | 2015-03-22 | 7 | 2015-03-22 | 4.4 | 2013-03-22 | 0
2014-03-23 | 0 | 2015-03-23 | 9.6 | 2015-03-23 | 8.2 | 2013-03-23 | 0
2014-03-24 | 4 | 2015-03-24 | 18.2 | 2015-03-24 | 11.8 | 2013-03-24 | 0
2014-03-25 | 31 | 2015-03-25 | 104.4 | 2015-03-25 | 5.4 | 2013-03-25 | 0.4
2014-03-26 | 0.2 | 2015-03-26 | 33.2 | 2015-03-26 | 0 | 2013-03-26 | 0.8
2014-03-27 | 4.4 | 2015-03-27 | 26.2 | 2015-03-27 | 12.8 | 2013-03-27 | 0
2014-03-28 | 23.6 | 2015-03-28 | 68.8 | 2015-03-28 | 4.6 | 2013-03-28 | 0
2014-03-29 | 41.6 | 2015-03-29 | 10 | 2015-03-29 | 11.8 | 2013-03-29 | 0
2014-03-30 | 3 | 2015-03-30 | 37.7 | 2015-03-30 | 22 | 2013-03-30 | 0
2014-03-31 | 0 | 2015-03-31 | 11.6 | 2015-03-31 | 2 | 2013-03-31 | 0
2014-04-01 | 0 | 2015-04-01 | 0 | 2015-04-01 | 0 | 2013-04-01 | 0
2014-04-02 | 5.6 | 2015-04-02 | 33.7 | 2015-04-02 | 0.4 | 2013-04-02 | 0
2014-04-03 | 20.4 | 2015-04-03 | 9 | 2015-04-03 | 6.2 | 2013-04-03 | 0
2014-04-04 | 2.6 | 2015-04-04 | 8.4 | 2015-04-04 | 1.4 | 2013-04-04 | 9.8
2014-04-05 | 15.9 | 2015-04-05 | 0.6 | 2015-04-05 | 0 | 2013-04-05 | 2.2
2014-04-06 | 9.4 | 2015-04-06 | 0 | 2015-04-06 | 0 | 2013-04-06 | 3.4
2014-04-07 | 13.6 | 2015-04-07 | 0 | 2015-04-07 | 0 | 2013-04-07 | 0
2014-04-08 | 5.6 | 2015-04-08 | 0 | 2015-04-08 | 0 | 2013-04-08 | 2
2014-04-09 | 0 | 2015-04-09 | 3.2 | 2015-04-09 | 0 | 2013-04-09 | 0
2014-04-10 | 16.6 | 2015-04-10 | 40.2 | 2015-04-10 | 3.4 | 2013-04-10 | 1.2
2014-04-11 | 0 | 2015-04-11 | 9.2 | 2015-04-11 | 2.2 | 2013-04-11 | 1
2014-04-12 | 0 | 2015-04-12 | 24.4 | 2015-04-12 | 5 | 2013-04-12 | 8.4
2014-04-13 | 0 | 2015-04-13 | 16.2 | 2015-04-13 | 9.2 | 2013-04-13 | 0
2014-04-14 | 14.8 | 2015-04-14 | 1.5 | 2015-04-14 | 0 | 2013-04-14 | 0
2014-04-15 | 20.8 | 2015-04-15 | 37.2 | 2015-04-15 | 0 | 2013-04-15 | 0
2014-04-16 | 37.4 | 2015-04-16 | 3 | 2015-04-16 | 0 | 2013-04-16 | 0
2014-04-17 | 9.8 | 2015-04-17 | 0 | 2015-04-17 | 0 | 2013-04-17 | 0
2014-04-18 | 1.9 | 2015-04-18 | 0 | 2015-04-18 | 0 | 2013-04-18 | 8.2
2014-04-19 | 21 | 2015-04-19 | 0 | 2015-04-19 | 0 | 2013-04-19 | 0.8
2014-04-20 | 30 | 2015-04-20 | 1.1 | 2015-04-20 | 0 | 2013-04-20 | 0
2014-04-21 | 0 | 2015-04-21 | 0.4 | 2015-04-21 | 5 | 2013-04-21 | 0
2014-04-22 | 4.4 | 2015-04-22 | 8.2 | 2015-04-22 | 0.8 | 2013-04-22 | 0
2014-04-23 | 12.8 | 2015-04-23 | 8.4 | 2015-04-23 | 22.2 | 2013-04-23 | 0
2014-04-24 | 26 | 2015-04-24 | 1.8 | 2015-04-24 | 6.8 | 2013-04-24 | 0.6
2014-04-25 | 1.8 | 2015-04-25 | 0 | 2015-04-25 | 0.6 | 2013-04-25 | 1.2
2014-04-26 | 35 | 2015-04-26 | 4.2 | 2015-04-26 | 0.4 | 2013-04-26 | 18.6
2014-04-27 | 7.2 | 2015-04-27 | 22.4 | 2015-04-27 | 1.2 | 2013-04-27 | 2.8
2014-04-28 | 0.8 | 2015-04-28 | 15.4 | 2015-04-28 | 0.8 | 2013-04-28 | 7
2014-04-29 | 0.1 | 2015-04-29 | 27.6 | 2015-04-29 | 0 | 2013-04-29 | 0
2014-04-30 | 0 | 2015-04-30 | 4.8 | 2015-04-30 | 1.6 | 2013-04-30 | 0.2
2014-05-01 | 0 | 2015-05-01 | 0.8 | 2015-05-01 | 0 | 2013-05-01 | 0.2
2014-05-02 | 2 | 2015-05-02 | 0 | 2015-05-02 | 0 | 2013-05-02 | 1
2014-05-03 | 4.6 | 2015-05-03 | 0 | 2015-05-03 | 0 | 2013-05-03 | 0
2014-05-04 | 3.8 | 2015-05-04 | 19.8 | 2015-05-04 | 0.4 | 2013-05-04 | 0
2014-05-05 | 0 | 2015-05-05 | 0.4 | 2015-05-05 | 1.6 | 2013-05-05 | 0
2014-05-06 | 0 | 2015-05-06 | 0 | 2015-05-06 | 0 | 2013-05-06 | 0
2014-05-07 | 0 | 2015-05-07 | 0 | 2015-05-07 | 0 | 2013-05-07 | 0
2014-05-08 | 0 | 2015-05-08 | 0 | 2015-05-08 | 0 | 2013-05-08 | 0
2014-05-09 | 0 | 2015-05-09 | 0 | 2015-05-09 | 0 | 2013-05-09 | 0
2014-05-10 | 0.2 | 2015-05-10 | 0.4 | 2015-05-10 | 0 | 2013-05-10 | 0
2014-05-11 | 0 | 2015-05-11 | 0 | 2015-05-11 | 0 | 2013-05-11 | 21.8
2014-05-12 | 0.2 | 2015-05-12 | 0 | 2015-05-12 | 9.4 | 2013-05-12 | 9.1
2014-05-13 | 0 | 2015-05-13 | 0 | 2015-05-13 | 2.2 | 2013-05-13 | 1
2014-05-14 | 0 | 2015-05-14 | 0 | 2015-05-14 | 0.4 | 2013-05-14 | 2.6
2014-05-15 | 0 | 2015-05-15 | 0 | 2015-05-15 | 0 | 2013-05-15 | 1.2
2014-05-16 | 2.8 | 2015-05-16 | 0.2 | 2015-05-16 | 0 | 2013-05-16 | 0
2014-05-17 | 0 | 2015-05-17 | 0 | 2015-05-17 | 0 | 2013-05-17 | 0.4
2014-05-18 | 0 | 2015-05-18 | 0 | 2015-05-18 | 0 | 2013-05-18 | 1.6
2014-05-19 | 0 | 2015-05-19 | 0 | 2015-05-19 | 0 | 2013-05-19 | 0
2014-05-20 | 0 | 2015-05-20 | 0 | 2015-05-20 | 0 | 2013-05-20 | 2.8
2014-05-21 | 8.2 | 2015-05-21 | 0 | 2015-05-21 | 0 | 2013-05-21 | 3.6
2014-05-22 | 29.6 | 2015-05-22 | 0.2 | 2015-05-22 | 0 | 2013-05-22 | 0.4
2014-05-23 | 0.8 | 2015-05-23 | 0.2 | 2015-05-23 | 0 | 2013-05-23 | 9.4
2014-05-24 | 5.2 | 2015-05-24 | 0 | 2015-05-24 | 0 | 2013-05-24 | 1.4
2014-05-25 | 23.4 | 2015-05-25 | 0 | 2015-05-25 | 0 | 2013-05-25 | 1.2
2014-05-26 | 0 | 2015-05-26 | 0 | 2015-05-26 | 0 | 2013-05-26 | 2.2
2014-05-27 | 4.4 | 2015-05-27 | 0 | 2015-05-27 | 0 | 2013-05-27 | 0.8
2014-05-28 | 0 | 2015-05-28 | 0 | 2015-05-28 | 0 | 2013-05-28 | 0.4
2014-05-29 | 0 | 2015-05-29 | 0 | 2015-05-29 | 0 | 2013-05-29 | 2.4
2014-05-30 | 0 | 2015-05-30 | 0 | 2015-05-30 | 0 | 2013-05-30 | 3.6
2014-05-31 | 0 | 2015-05-31 | 0 | 2015-05-31 | 0 | 2013-05-31 | 0.2
2014-06-01 | 0 | 2015-06-01 | 7.4 | 2015-06-01 | 5.8 | 2013-06-01 | 0.6
2014-06-02 | 0 | 2015-06-02 | 2.8 | 2015-06-02 | 9.2 | 2013-06-02 | 0
2014-06-03 | 0 | 2015-06-03 | 0 | 2015-06-03 | 0 | 2013-06-03 | 0
2014-06-04 | 0 | 2015-06-04 | 0 | 2015-06-04 | 0 | 2013-06-04 | 0.4
2014-06-05 | 0 | 2015-06-05 | 0 | 2015-06-05 | 0 | 2013-06-05 | 0
2014-06-06 | 0 | 2015-06-06 | 0 | 2015-06-06 | 0 | 2013-06-06 | 11.4
2014-06-07 | 0 | 2015-06-07 | 0 | 2015-06-07 | 0 | 2013-06-07 | 1.6
2014-06-08 | 0.2 | 2015-06-08 | 0 | 2015-06-08 | 0 | 2013-06-08 | 2.8
2014-06-09 | 0 | 2015-06-09 | 0 | 2015-06-09 | 0 | 2013-06-09 | 0.6
2014-06-10 | 0 | 2015-06-10 | 0 | 2015-06-10 | 0 | 2013-06-10 | 1.2
2014-06-11 | 0 | 2015-06-11 | 0 | 2015-06-11 | 0 | 2013-06-11 | 19.6
2014-06-12 | 0 | 2015-06-12 | 0 | 2015-06-12 | 0 | 2013-06-12 | 7.4
2014-06-13 | 0 | 2015-06-13 | 0 | 2015-06-13 | 0 | 2013-06-13 | 0.2
2014-06-14 | 3.6 | 2015-06-14 | 0 | 2015-06-14 | 0 | 2013-06-14 | 0
2014-06-15 | 0 | 2015-06-15 | 0 | 2015-06-15 | 0 | 2013-06-15 | 1.2
2014-06-16 | 0 | 2015-06-16 | 0 | 2015-06-16 | 0 | 2013-06-16 | 0.4
2014-06-17 | 0 | 2015-06-17 | 0 | 2015-06-17 | 0 | 2013-06-17 | 2.4
2014-06-18 | 1.6 | 2015-06-18 | 7 | 2015-06-18 | 1.6 | 2013-06-18 | 1.8
2014-06-19 | 20.8 | 2015-06-19 | 0 | 2015-06-19 | 0.4 | 2013-06-19 | 6.8
2014-06-20 | 3.2 | 2015-06-20 | 0 | 2015-06-20 | 0 | 2013-06-20 | 5.4
2014-06-21 | 1.2 | 2015-06-21 | 0 | 2015-06-21 | 0 | 2013-06-21 | 0
2014-06-22 | 0 | 2015-06-22 | 0 | 2015-06-22 | 0 | 2013-06-22 | 0
2014-06-23 | 15.4 | 2015-06-23 | 1.4 | 2015-06-23 | 0 | 2013-06-23 | 0.8
2014-06-24 | 1.2 | 2015-06-24 | 13.4 | 2015-06-24 | 0 | 2013-06-24 | 7
2014-06-25 | 0 | 2015-06-25 | 4 | 2015-06-25 | 0 | 2013-06-25 | 0
2014-06-26 | 5.8 | 2015-06-26 | 0 | 2015-06-26 | 0 | 2013-06-26 | 1.4
2014-06-27 | 20.4 | 2015-06-27 | 0 | 2015-06-27 | 0 | 2013-06-27 | 2
2014-06-28 | 20.4 | 2015-06-28 | 0 | 2015-06-28 | 0 | 2013-06-28 | 3.4
2014-06-29 | 0.6 | 2015-06-29 | 0 | 2015-06-29 | 0 | 2013-06-29 | 0
2014-06-30 | 0 | 2015-06-30 | 0 | 2015-06-30 | 0 | 2013-06-30 | 0
2014-07-01 | 0 | 2015-07-01 | 0 | 2015-07-01 | 0 | 2013-07-01 | 1.6
2014-07-02 | 1.8 | 2015-07-02 | 0 | 2015-07-02 | 0 | 2013-07-02 | 0.2
2014-07-03 | 6.2 | 2015-07-03 | 0 | 2015-07-03 | 0 | 2013-07-03 | 0
2014-07-04 | 9.4 | 2015-07-04 | 0 | 2015-07-04 | 0 | 2013-07-04 | 0
2014-07-05 | 26.6 | 2015-07-05 | 0 | 2015-07-05 | 0 | 2013-07-05 | 0
2014-07-06 | 13.6 | 2015-07-06 | 0 | 2015-07-06 | 0 | 2013-07-06 | 0
2014-07-07 | 0 | 2015-07-07 | 0.2 | 2015-07-07 | 0 | 2013-07-07 | 0
2014-07-08 | 0 | 2015-07-08 | 0 | 2015-07-08 | 0 | 2013-07-08 | 0.6
2014-07-09 | 0 | 2015-07-09 | 1 | 2015-07-09 | 0 | 2013-07-09 | 0.2
2014-07-10 | 0 | 2015-07-10 | 1.2 | 2015-07-10 | 0 | 2013-07-10 | 3.4
2014-07-11 | 0 | 2015-07-11 | 2.4 | 2015-07-11 | 10.8 | 2013-07-11 | 2.8
2014-07-12 | 0 | 2015-07-12 | 4 | 2015-07-12 | 12 | 2013-07-12 | 0.2
2014-07-13 | 0 | 2015-07-13 | 0 | 2015-07-13 | 0 | 2013-07-13 | 2.2
2014-07-14 | 0 | 2015-07-14 | 0 | 2015-07-14 | 0 | 2013-07-14 | 1.4
2014-07-15 | 0 | 2015-07-15 | 0 | 2015-07-15 | 0 | 2013-07-15 | 0
2014-07-16 | 0 | 2015-07-16 | 0 | 2015-07-16 | 0 | 2013-07-16 | 0
2014-07-17 | 0 | 2015-07-17 | 0 | 2015-07-17 | 0 | 2013-07-17 | 0
2014-07-18 | 37 | 2015-07-18 | 0 | 2015-07-18 | 0 | 2013-07-18 | 0
2014-07-19 | 1.8 | 2015-07-19 | 0 | 2015-07-19 | 0 | 2013-07-19 | 0
2014-07-20 | 0 | 2015-07-20 | 0.6 | 2015-07-20 | 0 | 2013-07-20 | 0
2014-07-21 | 0 | 2015-07-21 | 0 | 2015-07-21 | 0 | 2013-07-21 | 0
2014-07-22 | 8 | 2015-07-22 | 0 | 2015-07-22 | 0 | 2013-07-22 | 0
2014-07-23 | 18.2 | 2015-07-23 | 8.4 | 2015-07-23 | 0.4 | 2013-07-23 | 0
2014-07-24 | 0.6 | 2015-07-24 | 4 | 2015-07-24 | 1 | 2013-07-24 | 0
2014-07-25 | 0 | 2015-07-25 | 4.2 | 2015-07-25 | 10.8 | 2013-07-25 | 0
2014-07-26 | 0 | 2015-07-26 | 0 | 2015-07-26 | 0.6 | 2013-07-26 | 0
2014-07-27 | 0 | 2015-07-27 | 0 | 2015-07-27 | 0 | 2013-07-27 | 0
2014-07-28 | 0 | 2015-07-28 | 0 | 2015-07-28 | 0 | 2013-07-28 | 0
2014-07-29 | 0 | 2015-07-29 | 0 | 2015-07-29 | 0 | 2013-07-29 | 0
2014-07-30 | 0 | 2015-07-30 | 0 | 2015-07-30 | 0 | 2013-07-30 | 0
2014-07-31 | 0 | 2015-07-31 | 0 | 2015-07-31 | 0 | 2013-07-31 | 5.4
2014-08-01 | 0 | 2015-08-01 | 0 | 2015-08-01 | 0 | 2013-08-01 | 0.4
2014-08-02 | 0 | 2015-08-02 | 0 | 2015-08-02 | 0 | 2013-08-02 | 0
2014-08-03 | 0 | 2015-08-03 | 0 | 2015-08-03 | 0 | 2013-08-03 | 0
2014-08-04 | 0 | 2015-08-04 | 0 | 2015-08-04 | 6.6 | 2013-08-04 | 0
2014-08-05 | 0 | 2015-08-05 | 0 | 2015-08-05 | 4.8 | 2013-08-05 | 0
2014-08-06 | 0 | 2015-08-06 | 3.2 | 2015-08-06 | 0 | 2013-08-06 | 0
2014-08-07 | 0 | 2015-08-07 | 14.6 | 2015-08-07 | 0.2 | 2013-08-07 | 0
2014-08-08 | 0 | 2015-08-08 | 24.4 | 2015-08-08 | 5 | 2013-08-08 | 0
2014-08-09 | 0 | 2015-08-09 | 1.8 | 2015-08-09 | 1 | 2013-08-09 | 0
2014-08-10 | 0 | 2015-08-10 | 0 | 2015-08-10 | 0 | 2013-08-10 | 0
2014-08-11 | 0 | 2015-08-11 | 0 | 2015-08-11 | 0 | 2013-08-11 | 0.4
2014-08-12 | 0 | 2015-08-12 | 0 | 2015-08-12 | 0 | 2013-08-12 | 4.4
2014-08-13 | 0 | 2015-08-13 | 0 | 2015-08-13 | 0 | 2013-08-13 | 1
2014-08-14 | 0 | 2015-08-14 | 0 | 2015-08-14 | 9.8 | 2013-08-14 | 0.4
2014-08-15 | 0 | 2015-08-15 | 0 | 2015-08-15 | 3 | 2013-08-15 | 8.4
2014-08-16 | 0 | 2015-08-16 | 0 | 2015-08-16 | 0 | 2013-08-16 | 4.4
2014-08-17 | 0 | 2015-08-17 | 0 | 2015-08-17 | 0 | 2013-08-17 | 4.4
2014-08-18 | 0 | 2015-08-18 | 0 | 2015-08-18 | 0 | 2013-08-18 | 14.8
2014-08-19 | 0 | 2015-08-19 | 0 | 2015-08-19 | 0 | 2013-08-19 | 5.6
2014-08-20 | 0 | 2015-08-20 | 0 | 2015-08-20 | 0 | 2013-08-20 | 1.2
2014-08-21 | 0 | 2015-08-21 | 0 | 2015-08-21 | 0 | 2013-08-21 | 0.4
2014-08-22 | 0 | 2015-08-22 | 0 | 2015-08-22 | 0 | 2013-08-22 | 0.6
2014-08-23 | 0 | 2015-08-23 | 0 | 2015-08-23 | 0 | 2013-08-23 | 5.2
2014-08-24 | 0 | 2015-08-24 | 0 | 2015-08-24 | 0 | 2013-08-24 | 1.4
2014-08-25 | 0 | 2015-08-25 | 0 | 2015-08-25 | 0 | 2013-08-25 | 0
2014-08-26 | 0 | 2015-08-26 | 0 | 2015-08-26 | 0 | 2013-08-26 | 0
2014-08-27 | 0 | 2015-08-27 | 2.8 | 2015-08-27 | 3 | 2013-08-27 | 0.4
2014-08-28 | 0.4 | 2015-08-28 | 10.4 | 2015-08-28 | 6.8 | 2013-08-28 | 1.2
2014-08-29 | 7.8 | 2015-08-29 | 33.4 | 2015-08-29 | 16.2 | 2013-08-29 | 4
2014-08-30 | 3.6 | 2015-08-30 | 26 | 2015-08-30 | 6.2 | 2013-08-30 | 0
2014-08-31 | 10.6 | 2015-08-31 | 6 | 2015-08-31 | 14.2 | 2013-08-31 | 0
2014-09-01 | 3.2 | 2015-09-01 | 15.8 | 2015-09-01 | 1.6 | 2013-09-01 | 0
2014-09-02 | 6.2 | 2015-09-02 | 0.8 | 2015-09-02 | 9.4 | 2013-09-02 | 0
2014-09-03 | 0 | 2015-09-03 | 2.4 | 2015-09-03 | 0.6 | 2013-09-03 | 4.8
2014-09-04 | 0 | 2015-09-04 | 0 | 2015-09-04 | 0 | 2013-09-04 | 0
2014-09-05 | 0 | 2015-09-05 | 1.6 | 2015-09-05 | 0.2 | 2013-09-05 | 0
2014-09-06 | 0 | 2015-09-06 | 0 | 2015-09-06 | 0.2 | 2013-09-06 | 0
2014-09-07 | 0 | 2015-09-07 | 29.6 | 2015-09-07 | 4 | 2013-09-07 | 0
2014-09-08 | 0 | 2015-09-08 | 13 | 2015-09-08 | 0 | 2013-09-08 | 0
2014-09-09 | 0 | 2015-09-09 | 1.4 | 2015-09-09 | 0 | 2013-09-09 | 0
2014-09-10 | 0 | 2015-09-10 | 0 | 2015-09-10 | 0 | 2013-09-10 | 0
2014-09-11 | 0 | 2015-09-11 | 0 | 2015-09-11 | 0 | 2013-09-11 | 0
2014-09-12 | 0 | 2015-09-12 | 0 | 2015-09-12 | 0 | 2013-09-12 | 0
2014-09-13 | 0 | 2015-09-13 | 0 | 2015-09-13 | 0 | 2013-09-13 | 0
2014-09-14 | 0 | 2015-09-14 | 0 | 2015-09-14 | 0 | 2013-09-14 | 0
2014-09-15 | 0 | 2015-09-15 | 2 | 2015-09-15 | 3.2 | 2013-09-15 | 0.6
2014-09-16 | 0 | 2015-09-16 | 4 | 2015-09-16 | 6.4 | 2013-09-16 | 0
2014-09-17 | 0 | 2015-09-17 | 2.8 | 2015-09-17 | 2 | 2013-09-17 | 0.8
2014-09-18 | 26.4 | 2015-09-18 | 46.4 | 2015-09-18 | 8.6 | 2013-09-18 | 1.2
2014-09-19 | 0.4 | 2015-09-19 | 86.8 | 2015-09-19 | 9.8 | 2013-09-19 | 0.8
2014-09-20 | 0 | 2015-09-20 | 1.4 | 2015-09-20 | 7.4 | 2013-09-20 | 1.4
2014-09-21 | 2 | 2015-09-21 | 4.2 | 2015-09-21 | 0 | 2013-09-21 | 1.4
2014-09-22 | 12.4 | 2015-09-22 | 39.8 | 2015-09-22 | 0 | 2013-09-22 | 5
2014-09-23 | 29.4 | 2015-09-23 | 29.8 | 2015-09-23 | 8.4 | 2013-09-23 | 1.2
2014-09-24 | 1.6 | 2015-09-24 | 11.8 | 2015-09-24 | 7.8 | 2013-09-24 | 1.6
2014-09-25 | 0.6 | 2015-09-25 | 1.6 | 2015-09-25 | 0.4 | 2013-09-25 | 0
2014-09-26 | 8.2 | 2015-09-26 | 0 | 2015-09-26 | 0 | 2013-09-26 | 4
2014-09-27 | 0 | 2015-09-27 | 0 | 2015-09-27 | 0 | 2013-09-27 | 1.6
2014-09-28 | 12.4 | 2015-09-28 | 0 | 2015-09-28 | 0 | 2013-09-28 | 11
2014-09-29 | 5.6 | 2015-09-29 | 0 | 2015-09-29 | 0 | 2013-09-29 | 5
2014-09-30 | 0 | 2015-09-30 | 0 | 2015-09-30 | 0 | 2013-09-30 | 2.2
2014-10-01 | 0 | 2015-10-01 | 0 | 2015-10-01 | 0 | 2013-10-01 | 0
2014-10-02 | 0 | 2015-10-02 | 0 | 2015-10-02 | 0 | 2013-10-02 | 0
2014-10-03 | 57.8 | 2015-10-03 | 0 | 2015-10-03 | 0 | 2013-10-03 | 1.2
2014-10-04 | 6 | 2015-10-04 | 0 | 2015-10-04 | 0 | 2013-10-04 | 28.4
2014-10-05 | 9.2 | 2015-10-05 | 0 | 2015-10-05 | 0 | 2013-10-05 | 26
2014-10-06 | 0.4 | 2015-10-06 | 4 | 2015-10-06 | 2.4 | 2013-10-06 | 8.8
2014-10-07 | 0 | 2015-10-07 | 15.6 | 2015-10-07 | 9 | 2013-10-07 | 10.6
2014-10-08 | 1.4 | 2015-10-08 | 9.2 | 2015-10-08 | 1 | 2013-10-08 | 0
2014-10-09 | 1.8 | 2015-10-09 | 26.4 | 2015-10-09 | 15.6 | 2013-10-09 | 1.2
2014-10-10 | 17.8 | 2015-10-10 | 27 | 2015-10-10 | 14.4 | 2013-10-10 | 0
2014-10-11 | 15.4 | 2015-10-11 | 37.6 | 2015-10-11 | 7.8 | 2013-10-11 | 0
2014-10-12 | 33 | 2015-10-12 | 0.8 | 2015-10-12 | 6 | 2013-10-12 | 0
2014-10-13 | 31.4 | 2015-10-13 | 0.6 | 2015-10-13 | 0 | 2013-10-13 | 0
2014-10-14 | 28.4 | 2015-10-14 | 0 | 2015-10-14 | 0 | 2013-10-14 | 0
2014-10-15 | 6.4 | 2015-10-15 | 0 | 2015-10-15 | 0 | 2013-10-15 | 1
2014-10-16 | 17.2 | 2015-10-16 | 14.2 | 2015-10-16 | 4.8 | 2013-10-16 | 0
2014-10-17 | 27 | 2015-10-17 | 6.4 | 2015-10-17 | 1.8 | 2013-10-17 | 0
2014-10-18 | 16.8 | 2015-10-18 | 23.4 | 2015-10-18 | 3.2 | 2013-10-18 | 0
2014-10-19 | 46.2 | 2015-10-19 | 0.6 | 2015-10-19 | 4.2 | 2013-10-19 | 0
2014-10-20 | 10.8 | 2015-10-20 | 10.2 | 2015-10-20 | 0 | 2013-10-20 | 0
2014-10-21 | 40.2 | 2015-10-21 | 4 | 2015-10-21 | 6 | 2013-10-21 | 0
2014-10-22 | 21.4 | 2015-10-22 | 9.8 | 2015-10-22 | 0 | 2013-10-22 | 0
2014-10-23 | 9.4 | 2015-10-23 | 0 | 2015-10-23 | 0 | 2013-10-23 | 0
2014-10-24 | 1.6 | 2015-10-24 | 5.8 | 2015-10-24 | 0.8 | 2013-10-24 | 0
2014-10-25 | 21.8 | 2015-10-25 | 4 | 2015-10-25 | 0 | 2013-10-25 | 0
2014-10-26 | 2.4 | 2015-10-26 | 0 | 2015-10-26 | 0 | 2013-10-26 | 9.6
2014-10-27 | 33.6 | 2015-10-27 | 6.8 | 2015-10-27 | 6 | 2013-10-27 | 0
2014-10-28 | 24.4 | 2015-10-28 | 39 | 2015-10-28 | 4.8 | 2013-10-28 | 0
2014-10-29 | 7 | 2015-10-29 | 40.6 | 2015-10-29 | 10.2 | 2013-10-29 | 0
2014-10-30 | 9 | 2015-10-30 | 35.4 | 2015-10-30 | 8 | 2013-10-30 | 14.1
2014-10-31 | 15 | 2015-10-31 | 21.2 | 2015-10-31 | 10 | 2013-10-31 | 2
2014-11-01 | 6.4 | 2015-11-01 | 1.2 | 2015-11-01 | 7.6 | 2013-11-01 | 0.8
2014-11-02 | 37.6 | 2015-11-02 | 0 | 2015-11-02 | 0 | 2013-11-02 | 0
2014-11-03 | 35.2 | 2015-11-03 | 0 | 2015-11-03 | 0 | 2013-11-03 | 0
2014-11-04 | 9 | 2015-11-04 | 3.4 | 2015-11-04 | 4.6 | 2013-11-04 | 1.2
2014-11-05 | 4.4 | 2015-11-05 | 6 | 2015-11-05 | 2 | 2013-11-05 | 3
2014-11-06 | 20.2 | 2015-11-06 | 44.2 | 2015-11-06 | 15 | 2013-11-06 | 3.2
2014-11-07 | 1.4 | 2015-11-07 | 2.2 | 2015-11-07 | 3.6 | 2013-11-07 | 3.2
2014-11-08 | 34 | 2015-11-08 | 1.6 | 2015-11-08 | 4.4 | 2013-11-08 | 5.6
2014-11-09 | 0 | 2015-11-09 | 0 | 2015-11-09 | 0 | 2013-11-09 | 0
2014-11-10 | 0 | 2015-11-10 | 20.5 | 2015-11-10 | 9.6 | 2013-11-10 | 0
2014-11-11 | 0 | 2015-11-11 | 18.8 | 2015-11-11 | 1.2 | 2013-11-11 | 1.8
2014-11-12 | 0 | 2015-11-12 | 59 | 2015-11-12 | 8.2 | 2013-11-12 | 9.6
2014-11-13 | 0 | 2015-11-13 | 11.4 | 2015-11-13 | 0.8 | 2013-11-13 | 8.8
2014-11-14 | 0 | 2015-11-14 | 0.6 | 2015-11-14 | 2.4 | 2013-11-14 | 1.4
2014-11-15 | 0 | 2015-11-15 | 6 | 2015-11-15 | 0.2 | 2013-11-15 | 11.8
2014-11-16 | 0 | 2015-11-16 | 55.4 | 2015-11-16 | 8.2 | 2013-11-16 | 0
2014-11-17 | 0 | 2015-11-17 | 6.2 | 2015-11-17 | 5.8 | 2013-11-17 | 4.6
2014-11-18 | 0 | 2015-11-18 | 0 | 2015-11-18 | 0 | 2013-11-18 | 0
2014-11-19 | 3.4 | 2015-11-19 | 0 | 2015-11-19 | 0 | 2013-11-19 | 0
2014-11-20 | 29.4 | 2015-11-20 | 0 | 2015-11-20 | 0 | 2013-11-20 | 0
2014-11-21 | 32.8 | 2015-11-21 | 0 | 2015-11-21 | 0 | 2013-11-21 | 0.6
2014-11-22 | 25.6 | 2015-11-22 | 0 | 2015-11-22 | 1.8 | 2013-11-22 | 0
2014-11-23 | 15.2 | 2015-11-23 | 0 | 2015-11-23 | 4.6 | 2013-11-23 | 5
2014-11-24 | 60.6 | 2015-11-24 | 0 | 2015-11-24 | 0 | 2013-11-24 | 4.4
2014-11-25 | 15 | 2015-11-25 | 0 | 2015-11-25 | 0 | 2013-11-25 | 0
2014-11-26 | 43 | 2015-11-26 | 0 | 2015-11-26 | 0 | 2013-11-26 | 0.2
2014-11-27 | 15 | 2015-11-27 | 0 | 2015-11-27 | 0 | 2013-11-27 | 3.6
2014-11-28 | 0 | 2015-11-28 | 0 | 2015-11-28 | 0 | 2013-11-28 | 2.4
2014-11-29 | 0 | 2015-11-29 | 0 | 2015-11-29 | 0 | 2013-11-29 | 10.2
2014-11-30 | 0 | 2015-11-30 | 13 | 2015-11-30 | 4 | 2013-11-30 | 26.6
2014-12-01 | 0 | 2015-12-01 | 34.6 | 2015-12-01 | 8.4 | 2013-12-01 | 5.4
2014-12-02 | 0 | 2015-12-02 | 27.4 | 2015-12-02 | 39.2 | 2013-12-02 | 0
2014-12-03 | 0 | 2015-12-03 | 32.6 | 2015-12-03 | 10.2 | 2013-12-03 | 0
2014-12-04 | 1.2 | 2015-12-04 | 27.2 | 2015-12-04 | 6.4 | 2013-12-04 | 0
2014-12-05 | 45.4 | 2015-12-05 | 33.8 | 2015-12-05 | 48.2 | 2013-12-05 | 0
2014-12-06 | 0.8 | 2015-12-06 | 22.4 | 2015-12-06 | 16.8 | 2013-12-06 | 0
2014-12-07 | 15.2 | 2015-12-07 | 37.2 | 2015-12-07 | 11 | 2013-12-07 | 0
2014-12-08 | 48.6 | 2015-12-08 | 27 | 2015-12-08 | 11 | 2013-12-08 | 0
2014-12-09 | 34.2 | 2015-12-09 | 4.8 | 2015-12-09 | 3.2 | 2013-12-09 | 0
2014-12-10 | 4.4 | 2015-12-10 | 12.2 | 2015-12-10 | 9 | 2013-12-10 | 0
2014-12-11 | 17.8 | 2015-12-11 | 3.4 | 2015-12-11 | 3 | 2013-12-11 | 3.2
2014-12-12 | 1.4 | 2015-12-12 | 23.8 | 2015-12-12 | 35.2 | 2013-12-12 | 1.8
2014-12-13 | 1 | 2015-12-13 | 0 | 2015-12-13 | 1 | 2013-12-13 | 10.4
2014-12-14 | 0 | 2015-12-14 | 2.4 | 2015-12-14 | 0 | 2013-12-14 | 26
2014-12-15 | 9 | 2015-12-15 | 3 | 2015-12-15 | 2 | 2013-12-15 | 0.8
2014-12-16 | 20.2 | 2015-12-16 | 2.2 | 2015-12-16 | 0 | 2013-12-16 | 11.8
2014-12-17 | 0.8 | 2015-12-17 | 21.8 | 2015-12-17 | 10.2 | 2013-12-17 | 4.6
2014-12-18 | 24.6 | 2015-12-18 | 25.5 | 2015-12-18 | 5.4 | 2013-12-18 | 0
2014-12-19 | 0 | 2015-12-19 | 31.8 | 2015-12-19 | 11.4 | 2013-12-19 | 0
2014-12-20 | 0 | 2015-12-20 | 22.6 | 2015-12-20 | 2.4 | 2013-12-20 | 3.8
2014-12-21 | 8.8 | 2015-12-21 | 9 | 2015-12-21 | 0.4 | 2013-12-21 | 7.6
2014-12-22 | 11.6 | 2015-12-22 | 35.8 | 2015-12-22 | 4 | 2013-12-22 | 20.6
2014-12-23 | 10 | 2015-12-23 | 9.4 | 2015-12-23 | 10.8 | 2013-12-23 | 1.4
2014-12-24 | 2.2 | 2015-12-24 | 0 | 2015-12-24 | 0.6 | 2013-12-24 | 3.8
2014-12-25 | 0.6 | 2015-12-25 | 0 | 2015-12-25 | 0 | 2013-12-25 | 25.6
2014-12-26 | 10.2 | 2015-12-26 | 26.2 | 2015-12-26 | 6.4 | 2013-12-26 | 24.8
2014-12-27 | 5.4 | 2015-12-27 | 1.6 | 2015-12-27 | 2.4 | 2013-12-27 | 2.2
2014-12-28 | 0 | 2015-12-28 | 0.2 | 2015-12-28 | 0 | 2013-12-28 | 21.8
2014-12-29 | 0 | 2015-12-29 | 0 | 2015-12-29 | 0 | 2013-12-29 | 2.4
2014-12-30 | 0 | 2015-12-30 | 0 | 2015-12-30 | 0 | 2013-12-30 | 2.8
2014-12-31 | 0 | 2015-12-31 | 0 | 2015-12-31 | 0 | 2013-12-31 | 0.2